## Sheet1
| Vendor | Equipment | CVE_IDs | CVSS | attackVector | attackComplexity | privilegesRequired | userInteraction | scope | confidentialityImpact | integrityImpact | availabilityImpact | CWE | cpe
0 | Philips | Vue PACS | CVE-2020-35728 | Critical | NETWORK | HIGH | NONE | NONE | UNCHANGED | HIGH | HIGH | HIGH | CWE-502 | cpe:2.3:a:fasterxml:jackson-databind:*:*:*:*:*:*:*:*
1 | Philips | Vue PACS | CVE-2020-11113 | Critical | NETWORK | LOW | NONE | REQUIRED | UNCHANGED | HIGH | HIGH | HIGH | CWE-502 | cpe:2.3:a:fasterxml:jackson-databind:*:*:*:*:*:*:*:*
2 | Philips | Vue PACS | CVE-2020-14061 | Critical | NETWORK | HIGH | NONE | NONE | UNCHANGED | HIGH | HIGH | HIGH | CWE-502 | cpe:2.3:a:fasterxml:jackson-databind:*:*:*:*:*:*:*:*
3 | Philips | Vue PACS | CVE-2017-17485 | Critical | NETWORK | LOW | NONE | NONE | UNCHANGED | HIGH | HIGH | HIGH | CWE-502 | cpe:2.3:a:fasterxml:jackson-databind:*:*:*:*:*:*:*:*
4 | Philips | Vue PACS | CVE-2019-12814 | Critical | NETWORK | HIGH | NONE | NONE | UNCHANGED | HIGH | NONE | NONE | CWE-502 | cpe:2.3:a:fasterxml:jackson-databind:*:*:*:*:*:*:*:*
5 | Philips | Vue PACS | CVE-2021-28165 | Critical | NETWORK | LOW | NONE | NONE | UNCHANGED | NONE | NONE | HIGH | CWE-755 | cpe:2.3:a:eclipse:jetty:*:*:*:*:*:*:*:*
6 | Philips | Vue PACS | CVE-2021-20190 | Critical | NETWORK | HIGH | NONE | NONE | UNCHANGED | HIGH | HIGH | HIGH | CWE-502 | cpe:2.3:a:fasterxml:jackson-databind:*:*:*:*:*:*:*:*
7 | Philips | Vue PACS | CVE-2020-36518 | Critical | NETWORK | LOW | NONE | NONE | UNCHANGED | NONE | NONE | HIGH | CWE-787 | cpe:2.3:a:fasterxml:jackson-databind:*:*:*:*:*:*:*:*
8 | Orthanc | Osimis Web Viewer | CVE-2023-7238 | High | NETWORK | LOW | NONE | REQUIRED | CHANGED | LOW | LOW | NONE | CWE-79 | cpe:2.3:a:orthanc-server:osimis_web_viewer:1.4.2.0-9d9eff4:*:*:*:*:*:*:*
9 | Becton, Dickinson and Company (BD) | FACSChorus | CVE-2023-29064 | Medium | PHYSICAL | LOW | NONE | NONE | UNCHANGED | LOW | LOW | LOW | CWE-798 | cpe:2.3:h:hp:hp_z2_tower_g9:-:*:*:*:*:*:*:*
10 | Becton, Dickinson and Company (BD) | FACSChorus | CVE-2023-29066 | Medium | PHYSICAL | LOW | NONE | NONE | UNCHANGED | NONE | LOW | LOW | CWE-269 | cpe:2.3:a:bd:facschorus:5.0:*:*:*:*:*:*:*
11 | Becton, Dickinson and Company (BD) | FACSChorus | CVE-2023-29062 | Medium | ADJACENT_NETWORK | LOW | NONE | REQUIRED | CHANGED | LOW | NONE | NONE | CWE-287 | cpe:2.3:a:bd:facschorus:5.0:*:*:*:*:*:*:*
12 | Becton, Dickinson and Company (BD) | FACSChorus | CVE-2023-29063 | Medium | PHYSICAL | LOW | NONE | NONE | UNCHANGED | LOW | NONE | NONE | CWE-306 | cpe:2.3:a:bd:facschorus:5.0:*:*:*:*:*:*:*
13 | Becton, Dickinson and Company (BD) | FACSChorus | CVE-2023-29065 | Medium | PHYSICAL | LOW | NONE | NONE | UNCHANGED | LOW | LOW | LOW | CWE-732 | cpe:2.3:a:bd:facschorus:5.0:*:*:*:*:*:*:*
14 | Becton, Dickinson and Company (BD) | FACSChorus | CVE-2023-29060 | Medium | PHYSICAL | LOW | NONE | NONE | UNCHANGED | LOW | LOW | HIGH | CWE-306 | cpe:2.3:h:hp:hp_z2_tower_g9:-:*:*:*:*:*:*:*
15 | Becton, Dickinson and Company (BD) | FACSChorus | CVE-2023-29061 | Medium | PHYSICAL | LOW | NONE | NONE | UNCHANGED | NONE | LOW | HIGH | CWE-306 | cpe:2.3:a:bd:facschorus:5.0:*:*:*:*:*:*:*
16 | Santesoft | Sante DICOM Viewer Pro | CVE-2023-35986 | High | LOCAL | LOW | NONE | REQUIRED | UNCHANGED | HIGH | HIGH | HIGH | CWE-787 | cpe:2.3:a:santesoft:dicom_viewer_pro:*:*:*:*:*:*:*:*
17 | Santesoft | Sante DICOM Viewer Pro | CVE-2023-39431 | High | LOCAL | LOW | NONE | REQUIRED | UNCHANGED | HIGH | HIGH | HIGH | CWE-787 | cpe:2.3:a:santesoft:dicom_viewer_pro:*:*:*:*:*:*:*:*
18 | Santesoft | Sante FFT Imaging | CVE-2023-5059 | High | LOCAL | LOW | NONE | REQUIRED | UNCHANGED | HIGH | HIGH | HIGH | CWE-125 | cpe:2.3:a:santesoft:fft_imaging:*:*:*:*:*:*:*:*
19 | ​Softneta | ​MedDream PACS | CVE-2023-40150 | Critical | NETWORK | LOW | NONE | NONE | UNCHANGED | HIGH | HIGH | HIGH | CWE-749 | cpe:2.3:a:softneta:meddream_pacs:*:*:*:*:premium:*:*:*
20 | ​Softneta | ​MedDream PACS | CVE-2023-39227 | Critical | NETWORK | LOW | NONE | NONE | UNCHANGED | HIGH | NONE | NONE | CWE-256 | cpe:2.3:a:softneta:meddream_pacs:*:*:*:*:premium:*:*:*
21 | Becton, Dickinson and Company (BD) | Alaris PCU | CVE-2023-30561 | High | PHYSICAL | LOW | NONE | NONE | UNCHANGED | HIGH | HIGH | NONE | CWE-311 | cpe:2.3:h:bd:alaris_8015_pcu:-:*:*:*:*:*:*:*
22 | Becton, Dickinson and Company (BD) | Alaris PCU | CVE-2023-30564 | High | ADJACENT_NETWORK | LOW | LOW | REQUIRED | CHANGED | HIGH | LOW | NONE | CWE-79 | cpe:2.3:a:bd:alaris_systems_manager:*:*:*:*:*:*:*:*
23 | Becton, Dickinson and Company (BD) | Alaris PCU | CVE-2023-30560 | High | PHYSICAL | LOW | NONE | NONE | UNCHANGED | HIGH | HIGH | HIGH | CWE-287 | cpe:2.3:h:bd:alaris_8015_pcu:-:*:*:*:*:*:*:*
24 | Becton, Dickinson and Company (BD) | Alaris PCU | CVE-2023-30565 | High | ADJACENT_NETWORK | LOW | LOW | NONE | UNCHANGED | LOW | NONE | NONE | CWE-319 | cpe:2.3:a:bd:guardrails_cqi_reporter:*:*:*:*:*:*:*:*
25 | Becton, Dickinson and Company (BD) | Alaris PCU | CVE-2023-30563 | High | NETWORK | LOW | NONE | REQUIRED | CHANGED | HIGH | LOW | NONE | CWE-79 | cpe:2.3:a:bd:alaris_systems_manager:*:*:*:*:*:*:*:*
26 | Becton, Dickinson and Company (BD) | Alaris PCU | CVE-2023-30562 | High | ADJACENT_NETWORK | LOW | LOW | REQUIRED | UNCHANGED | NONE | HIGH | HIGH | CWE-345 | cpe:2.3:a:bd:alaris_guardrails_editor:*:*:*:*:*:*:*:*
27 | Becton, Dickinson and Company (BD) | Alaris PCU | CVE-2018-1285 | High | NETWORK | LOW | NONE | NONE | UNCHANGED | HIGH | HIGH | HIGH | CWE-611 | cpe:2.3:a:apache:log4net:*:*:*:*:*:*:*:*
28 | Becton, Dickinson and Company (BD) | Alaris PCU | CVE-2023-30559 | High | PHYSICAL | LOW | NONE | NONE | UNCHANGED | LOW | LOW | HIGH | CWE-287 | cpe:2.3:h:bd:alaris_8015_pcu:-:*:*:*:*:*:*:*
29 | Becton, Dickinson and Company (BD) | Guardrails Editor | CVE-2023-30561 | High | PHYSICAL | LOW | NONE | NONE | UNCHANGED | HIGH | HIGH | NONE | CWE-311 | cpe:2.3:h:bd:alaris_8015_pcu:-:*:*:*:*:*:*:*
30 | Becton, Dickinson and Company (BD) | Guardrails Editor | CVE-2023-30564 | High | ADJACENT_NETWORK | LOW | LOW | REQUIRED | CHANGED | HIGH | LOW | NONE | CWE-79 | cpe:2.3:a:bd:alaris_systems_manager:*:*:*:*:*:*:*:*
31 | Becton, Dickinson and Company (BD) | Guardrails Editor | CVE-2023-30560 | High | PHYSICAL | LOW | NONE | NONE | UNCHANGED | HIGH | HIGH | HIGH | CWE-287 | cpe:2.3:h:bd:alaris_8015_pcu:-:*:*:*:*:*:*:*
32 | Becton, Dickinson and Company (BD) | Guardrails Editor | CVE-2023-30565 | High | ADJACENT_NETWORK | LOW | LOW | NONE | UNCHANGED | LOW | NONE | NONE | CWE-319 | cpe:2.3:a:bd:guardrails_cqi_reporter:*:*:*:*:*:*:*:*
33 | Becton, Dickinson and Company (BD) | Guardrails Editor | CVE-2023-30563 | High | NETWORK | LOW | NONE | REQUIRED | CHANGED | HIGH | LOW | NONE | CWE-79 | cpe:2.3:a:bd:alaris_systems_manager:*:*:*:*:*:*:*:*
34 | Becton, Dickinson and Company (BD) | Guardrails Editor | CVE-2023-30562 | High | ADJACENT_NETWORK | LOW | LOW | REQUIRED | UNCHANGED | NONE | HIGH | HIGH | CWE-345 | cpe:2.3:a:bd:alaris_guardrails_editor:*:*:*:*:*:*:*:*
35 | Becton, Dickinson and Company (BD) | Guardrails Editor | CVE-2018-1285 | High | NETWORK | LOW | NONE | NONE | UNCHANGED | HIGH | HIGH | HIGH | CWE-611 | cpe:2.3:a:apache:log4net:*:*:*:*:*:*:*:*
36 | Becton, Dickinson and Company (BD) | Guardrails Editor | CVE-2023-30559 | High | PHYSICAL | LOW | NONE | NONE | UNCHANGED | LOW | LOW | HIGH | CWE-287 | cpe:2.3:h:bd:alaris_8015_pcu:-:*:*:*:*:*:*:*
37 | Becton, Dickinson and Company (BD) | Systems Manager | CVE-2023-30561 | High | PHYSICAL | LOW | NONE | NONE | UNCHANGED | HIGH | HIGH | NONE | CWE-311 | cpe:2.3:h:bd:alaris_8015_pcu:-:*:*:*:*:*:*:*
38 | Becton, Dickinson and Company (BD) | Systems Manager | CVE-2023-30564 | High | ADJACENT_NETWORK | LOW | LOW | REQUIRED | CHANGED | HIGH | LOW | NONE | CWE-79 | cpe:2.3:a:bd:alaris_systems_manager:*:*:*:*:*:*:*:*
39 | Becton, Dickinson and Company (BD) | Systems Manager | CVE-2023-30560 | High | PHYSICAL | LOW | NONE | NONE | UNCHANGED | HIGH | HIGH | HIGH | CWE-287 | cpe:2.3:h:bd:alaris_8015_pcu:-:*:*:*:*:*:*:*
40 | Becton, Dickinson and Company (BD) | Systems Manager | CVE-2023-30565 | High | ADJACENT_NETWORK | LOW | LOW | NONE | UNCHANGED | LOW | NONE | NONE | CWE-319 | cpe:2.3:a:bd:guardrails_cqi_reporter:*:*:*:*:*:*:*:*
41 | Becton, Dickinson and Company (BD) | Systems Manager | CVE-2023-30563 | High | NETWORK | LOW | NONE | REQUIRED | CHANGED | HIGH | LOW | NONE | CWE-79 | cpe:2.3:a:bd:alaris_systems_manager:*:*:*:*:*:*:*:*
42 | Becton, Dickinson and Company (BD) | Systems Manager | CVE-2023-30562 | High | ADJACENT_NETWORK | LOW | LOW | REQUIRED | UNCHANGED | NONE | HIGH | HIGH | CWE-345 | cpe:2.3:a:bd:alaris_guardrails_editor:*:*:*:*:*:*:*:*
43 | Becton, Dickinson and Company (BD) | Systems Manager | CVE-2018-1285 | High | NETWORK | LOW | NONE | NONE | UNCHANGED | HIGH | HIGH | HIGH | CWE-611 | cpe:2.3:a:apache:log4net:*:*:*:*:*:*:*:*
44 | Becton, Dickinson and Company (BD) | Systems Manager | CVE-2023-30559 | High | PHYSICAL | LOW | NONE | NONE | UNCHANGED | LOW | LOW | HIGH | CWE-287 | cpe:2.3:h:bd:alaris_8015_pcu:-:*:*:*:*:*:*:*
45 | Becton, Dickinson and Company (BD) | Calculation Services | CVE-2023-30561 | High | PHYSICAL | LOW | NONE | NONE | UNCHANGED | HIGH | HIGH | NONE | CWE-311 | cpe:2.3:h:bd:alaris_8015_pcu:-:*:*:*:*:*:*:*
46 | Becton, Dickinson and Company (BD) | Calculation Services | CVE-2023-30564 | High | ADJACENT_NETWORK | LOW | LOW | REQUIRED | CHANGED | HIGH | LOW | NONE | CWE-79 | cpe:2.3:a:bd:alaris_systems_manager:*:*:*:*:*:*:*:*
47 | Becton, Dickinson and Company (BD) | Calculation Services | CVE-2023-30560 | High | PHYSICAL | LOW | NONE | NONE | UNCHANGED | HIGH | HIGH | HIGH | CWE-287 | cpe:2.3:h:bd:alaris_8015_pcu:-:*:*:*:*:*:*:*
48 | Becton, Dickinson and Company (BD) | Calculation Services | CVE-2023-30565 | High | ADJACENT_NETWORK | LOW | LOW | NONE | UNCHANGED | LOW | NONE | NONE | CWE-319 | cpe:2.3:a:bd:guardrails_cqi_reporter:*:*:*:*:*:*:*:*
49 | Becton, Dickinson and Company (BD) | Calculation Services | CVE-2023-30563 | High | NETWORK | LOW | NONE | REQUIRED | CHANGED | HIGH | LOW | NONE | CWE-79 | cpe:2.3:a:bd:alaris_systems_manager:*:*:*:*:*:*:*:*
50 | Becton, Dickinson and Company (BD) | Calculation Services | CVE-2023-30562 | High | ADJACENT_NETWORK | LOW | LOW | REQUIRED | UNCHANGED | NONE | HIGH | HIGH | CWE-345 | cpe:2.3:a:bd:alaris_guardrails_editor:*:*:*:*:*:*:*:*
51 | Becton, Dickinson and Company (BD) | Calculation Services | CVE-2018-1285 | High | NETWORK | LOW | NONE | NONE | UNCHANGED | HIGH | HIGH | HIGH | CWE-611 | cpe:2.3:a:apache:log4net:*:*:*:*:*:*:*:*
52 | Becton, Dickinson and Company (BD) | Calculation Services | CVE-2023-30559 | High | PHYSICAL | LOW | NONE | NONE | UNCHANGED | LOW | LOW | HIGH | CWE-287 | cpe:2.3:h:bd:alaris_8015_pcu:-:*:*:*:*:*:*:*
53 | Becton, Dickinson and Company (BD) | CQI Reporter | CVE-2023-30561 | High | PHYSICAL | LOW | NONE | NONE | UNCHANGED | HIGH | HIGH | NONE | CWE-311 | cpe:2.3:h:bd:alaris_8015_pcu:-:*:*:*:*:*:*:*
54 | Becton, Dickinson and Company (BD) | CQI Reporter | CVE-2023-30564 | High | ADJACENT_NETWORK | LOW | LOW | REQUIRED | CHANGED | HIGH | LOW | NONE | CWE-79 | cpe:2.3:a:bd:alaris_systems_manager:*:*:*:*:*:*:*:*
55 | Becton, Dickinson and Company (BD) | CQI Reporter | CVE-2023-30560 | High | PHYSICAL | LOW | NONE | NONE | UNCHANGED | HIGH | HIGH | HIGH | CWE-287 | cpe:2.3:h:bd:alaris_8015_pcu:-:*:*:*:*:*:*:*
56 | Becton, Dickinson and Company (BD) | CQI Reporter | CVE-2023-30565 | High | ADJACENT_NETWORK | LOW | LOW | NONE | UNCHANGED | LOW | NONE | NONE | CWE-319 | cpe:2.3:a:bd:guardrails_cqi_reporter:*:*:*:*:*:*:*:*
57 | Becton, Dickinson and Company (BD) | CQI Reporter | CVE-2023-30563 | High | NETWORK | LOW | NONE | REQUIRED | CHANGED | HIGH | LOW | NONE | CWE-79 | cpe:2.3:a:bd:alaris_systems_manager:*:*:*:*:*:*:*:*
58 | Becton, Dickinson and Company (BD) | CQI Reporter | CVE-2023-30562 | High | ADJACENT_NETWORK | LOW | LOW | REQUIRED | UNCHANGED | NONE | HIGH | HIGH | CWE-345 | cpe:2.3:a:bd:alaris_guardrails_editor:*:*:*:*:*:*:*:*
59 | Becton, Dickinson and Company (BD) | CQI Reporter | CVE-2018-1285 | High | NETWORK | LOW | NONE | NONE | UNCHANGED | HIGH | HIGH | HIGH | CWE-611 | cpe:2.3:a:apache:log4net:*:*:*:*:*:*:*:*
60 | Becton, Dickinson and Company (BD) | CQI Reporter | CVE-2023-30559 | High | PHYSICAL | LOW | NONE | NONE | UNCHANGED | LOW | LOW | HIGH | CWE-287 | cpe:2.3:h:bd:alaris_8015_pcu:-:*:*:*:*:*:*:*
61 | Medtronic | Paceart Optima System | CVE-2023-31222 | Critical | NETWORK | LOW | LOW | NONE | UNCHANGED | HIGH | HIGH | HIGH | CWE-502 | cpe:2.3:a:medtronic:paceart_optima:*:*:*:*:*:windows:*:*
62 | Illumina | Universal Copy Service (UCS) | CVE-2023-1966 | Critical | NETWORK | LOW | NONE | NONE | UNCHANGED | HIGH | HIGH | HIGH | CWE-269 | cpe:2.3:o:illumina:iscan_firmware:4.0.0:*:*:*:*:*:*:*
63 | B. Braun Melsungen AG | Battery Pack SP with Wi-Fi | CVE-2023-0888 | Medium | NETWORK | LOW | HIGH | NONE | UNCHANGED | HIGH | HIGH | HIGH | CWE-94 | cpe:2.3:o:bbraun:battery-pack_sp_with_wifi_firmware:*:*:*:*:global:*:*:*
64 | Medtronic | Micros Clinician (A51200) app | CVE-2023-25931 | Medium | PHYSICAL | LOW | NONE | NONE | UNCHANGED | HIGH | HIGH | HIGH | CWE-287 | cpe:2.3:a:medtronic:interstim_x_clinician:a51300:*:*:*:*:*:*:*
65 | Medtronic | InterStim X Clinician (A51300) app | CVE-2023-25931 | Medium | PHYSICAL | LOW | NONE | NONE | UNCHANGED | HIGH | HIGH | HIGH | CWE-287 | cpe:2.3:a:medtronic:interstim_x_clinician:a51300:*:*:*:*:*:*:*
66 | Becton, Dickinson and Company (BD) | Alaris Infusion Central | CVE-2022-47376 | High | LOCAL | LOW | LOW | NONE | UNCHANGED | HIGH | HIGH | LOW | CWE-522 | cpe:2.3:a:bd:alaris_infusion_central:*:*:*:*:*:*:*:*
67 | Philips | Patient Information Center iX (PIC iX) | CVE-2021-43548 | Medium | ADJACENT_NETWORK | LOW | NONE | NONE | UNCHANGED | NONE | HIGH | NONE | CWE-20 | cpe:2.3:a:philips:patient_information_center_ix:c.02:*:*:*:*:*:*:*
68 | Philips | Patient Information Center iX (PIC iX) | CVE-2021-43550 | Medium | ADJACENT_NETWORK | LOW | NONE | NONE | UNCHANGED | HIGH | NONE | NONE | CWE-327 | cpe:2.3:a:philips:patient_information_center_ix:c.02:*:*:*:*:*:*:*
69 | Philips | Patient Information Center iX (PIC iX) | CVE-2021-43552 | Medium | LOCAL | LOW | LOW | NONE | UNCHANGED | HIGH | NONE | NONE | CWE-321 | cpe:2.3:a:philips:patient_information_center_ix:b.02:*:*:*:*:*:*:*
70 | Philips | Efficia CM Series | CVE-2021-43548 | Medium | ADJACENT_NETWORK | LOW | NONE | NONE | UNCHANGED | NONE | HIGH | NONE | CWE-20 | cpe:2.3:a:philips:patient_information_center_ix:c.02:*:*:*:*:*:*:*
71 | Philips | Efficia CM Series | CVE-2021-43550 | Medium | ADJACENT_NETWORK | LOW | NONE | NONE | UNCHANGED | HIGH | NONE | NONE | CWE-327 | cpe:2.3:a:philips:patient_information_center_ix:c.02:*:*:*:*:*:*:*
72 | Philips | Efficia CM Series | CVE-2021-43552 | Medium | LOCAL | LOW | LOW | NONE | UNCHANGED | HIGH | NONE | NONE | CWE-321 | cpe:2.3:a:philips:patient_information_center_ix:b.02:*:*:*:*:*:*:*
73 | Becton, Dickinson and Company (BD) | BodyGuard Pumps | CVE-2022-43557 | Medium | PHYSICAL | HIGH | NONE | NONE | UNCHANGED | LOW | LOW | HIGH | CWE-287 | cpe:2.3:h:bd:bodyguard_999-603:-:*:*:*:*:*:*:*
74 | Baxter | Welch Allyn medical device management tools | CVE-2021-27408 | Medium | NETWORK | LOW | NONE | NONE | UNCHANGED | HIGH | NONE | NONE | CWE-125 | cpe:2.3:a:hillrom:connex_central_station:*:*:*:*:*:*:*:*
75 | Baxter | Welch Allyn medical device management tools | CVE-2021-27410 | Medium | NETWORK | LOW | NONE | NONE | UNCHANGED | HIGH | HIGH | HIGH | CWE-787 | cpe:2.3:a:hillrom:connex_central_station:*:*:*:*:*:*:*:*
76 | AliveCor | KardiaMobile | CVE-2022-40703 | Medium | PHYSICAL | LOW | NONE | NONE | UNCHANGED | HIGH | HIGH | NONE | CWE-287 | cpe:2.3:a:alivecor:kardia:*:*:*:*:*:android:*:*
77 | AliveCor | KardiaMobile | CVE-2022-41627 | Medium | ADJACENT_NETWORK | LOW | NONE | NONE | UNCHANGED | LOW | LOW | HIGH | CWE-319 | cpe:2.3:h:alivecor:kardiamobile:-:*:*:*:*:*:*:*
78 | B. Braun Melsungen AG | SpaceCom | CVE-2020-25162 | High | NETWORK | LOW | NONE | NONE | UNCHANGED | HIGH | NONE | NONE | CWE-643 | cpe:2.3:o:bbraun:datamodule_compactplus:a10:*:*:*:*:*:*:*
79 | B. Braun Melsungen AG | SpaceCom | CVE-2020-25154 | High | NETWORK | LOW | NONE | REQUIRED | CHANGED | LOW | LOW | NONE | CWE-601 | cpe:2.3:o:bbraun:datamodule_compactplus:a10:*:*:*:*:*:*:*
80 | B. Braun Melsungen AG | SpaceCom | CVE-2020-16238 | High | LOCAL | LOW | HIGH | NONE | UNCHANGED | HIGH | HIGH | HIGH | CWE-269 | cpe:2.3:o:bbraun:datamodule_compactplus:a10:*:*:*:*:*:*:*
81 | B. Braun Melsungen AG | SpaceCom | CVE-2020-25168 | High | LOCAL | LOW | LOW | NONE | UNCHANGED | LOW | NONE | NONE | CWE-798 | cpe:2.3:o:bbraun:datamodule_compactplus:a10:*:*:*:*:*:*:*
82 | B. Braun Melsungen AG | SpaceCom | CVE-2020-25156 | High | NETWORK | LOW | HIGH | NONE | UNCHANGED | HIGH | HIGH | HIGH | CWE-489 | cpe:2.3:o:bbraun:datamodule_compactplus:a10:*:*:*:*:*:*:*
83 | B. Braun Melsungen AG | SpaceCom | CVE-2020-25158 | High | NETWORK | LOW | NONE | REQUIRED | CHANGED | LOW | LOW | NONE | CWE-79 | cpe:2.3:o:bbraun:datamodule_compactplus:a10:*:*:*:*:*:*:*
84 | B. Braun Melsungen AG | SpaceCom | CVE-2020-25164 | High | NETWORK | LOW | NONE | NONE | UNCHANGED | HIGH | NONE | NONE | CWE-759 | cpe:2.3:o:bbraun:datamodule_compactplus:a10:*:*:*:*:*:*:*
85 | B. Braun Melsungen AG | SpaceCom | CVE-2020-25150 | High | NETWORK | LOW | LOW | NONE | UNCHANGED | HIGH | HIGH | HIGH | CWE-22 | cpe:2.3:o:bbraun:datamodule_compactplus:a10:*:*:*:*:*:*:*
86 | B. Braun Melsungen AG | SpaceCom | CVE-2020-25166 | High | NETWORK | LOW | LOW | NONE | UNCHANGED | NONE | HIGH | LOW | CWE-347 | cpe:2.3:o:bbraun:datamodule_compactplus:a10:*:*:*:*:*:*:*
87 | B. Braun Melsungen AG | SpaceCom | CVE-2020-25152 | High | NETWORK | LOW | NONE | REQUIRED | UNCHANGED | HIGH | HIGH | NONE | CWE-384 | cpe:2.3:h:bbraun:datamodule_compactplus:-:*:*:*:*:*:*:*
88 | B. Braun Melsungen AG | Battery Pack SP with Wi-Fi | CVE-2020-25162 | High | NETWORK | LOW | NONE | NONE | UNCHANGED | HIGH | NONE | NONE | CWE-643 | cpe:2.3:o:bbraun:datamodule_compactplus:a10:*:*:*:*:*:*:*
89 | B. Braun Melsungen AG | Battery Pack SP with Wi-Fi | CVE-2020-25154 | High | NETWORK | LOW | NONE | REQUIRED | CHANGED | LOW | LOW | NONE | CWE-601 | cpe:2.3:o:bbraun:datamodule_compactplus:a10:*:*:*:*:*:*:*
90 | B. Braun Melsungen AG | Battery Pack SP with Wi-Fi | CVE-2020-16238 | High | LOCAL | LOW | HIGH | NONE | UNCHANGED | HIGH | HIGH | HIGH | CWE-269 | cpe:2.3:o:bbraun:datamodule_compactplus:a10:*:*:*:*:*:*:*
91 | B. Braun Melsungen AG | Battery Pack SP with Wi-Fi | CVE-2020-25168 | High | LOCAL | LOW | LOW | NONE | UNCHANGED | LOW | NONE | NONE | CWE-798 | cpe:2.3:o:bbraun:datamodule_compactplus:a10:*:*:*:*:*:*:*
92 | B. Braun Melsungen AG | Battery Pack SP with Wi-Fi | CVE-2020-25156 | High | NETWORK | LOW | HIGH | NONE | UNCHANGED | HIGH | HIGH | HIGH | CWE-489 | cpe:2.3:o:bbraun:datamodule_compactplus:a10:*:*:*:*:*:*:*
93 | B. Braun Melsungen AG | Battery Pack SP with Wi-Fi | CVE-2020-25158 | High | NETWORK | LOW | NONE | REQUIRED | CHANGED | LOW | LOW | NONE | CWE-79 | cpe:2.3:o:bbraun:datamodule_compactplus:a10:*:*:*:*:*:*:*
94 | B. Braun Melsungen AG | Battery Pack SP with Wi-Fi | CVE-2020-25164 | High | NETWORK | LOW | NONE | NONE | UNCHANGED | HIGH | NONE | NONE | CWE-759 | cpe:2.3:o:bbraun:datamodule_compactplus:a10:*:*:*:*:*:*:*
95 | B. Braun Melsungen AG | Battery Pack SP with Wi-Fi | CVE-2020-25150 | High | NETWORK | LOW | LOW | NONE | UNCHANGED | HIGH | HIGH | HIGH | CWE-22 | cpe:2.3:o:bbraun:datamodule_compactplus:a10:*:*:*:*:*:*:*
96 | B. Braun Melsungen AG | Battery Pack SP with Wi-Fi | CVE-2020-25166 | High | NETWORK | LOW | LOW | NONE | UNCHANGED | NONE | HIGH | LOW | CWE-347 | cpe:2.3:o:bbraun:datamodule_compactplus:a10:*:*:*:*:*:*:*
97 | B. Braun Melsungen AG | Battery Pack SP with Wi-Fi | CVE-2020-25152 | High | NETWORK | LOW | NONE | REQUIRED | UNCHANGED | HIGH | HIGH | NONE | CWE-384 | cpe:2.3:h:bbraun:datamodule_compactplus:-:*:*:*:*:*:*:*
98 | B. Braun Melsungen AG | Data module compactplus | CVE-2020-25162 | High | NETWORK | LOW | NONE | NONE | UNCHANGED | HIGH | NONE | NONE | CWE-643 | cpe:2.3:o:bbraun:datamodule_compactplus:a10:*:*:*:*:*:*:*
99 | B. Braun Melsungen AG | Data module compactplus | CVE-2020-25154 | High | NETWORK | LOW | NONE | REQUIRED | CHANGED | LOW | LOW | NONE | CWE-601 | cpe:2.3:o:bbraun:datamodule_compactplus:a10:*:*:*:*:*:*:*
100 | B. Braun Melsungen AG | Data module compactplus | CVE-2020-16238 | High | LOCAL | LOW | HIGH | NONE | UNCHANGED | HIGH | HIGH | HIGH | CWE-269 | cpe:2.3:o:bbraun:datamodule_compactplus:a10:*:*:*:*:*:*:*
101 | B. Braun Melsungen AG | Data module compactplus | CVE-2020-25168 | High | LOCAL | LOW | LOW | NONE | UNCHANGED | LOW | NONE | NONE | CWE-798 | cpe:2.3:o:bbraun:datamodule_compactplus:a10:*:*:*:*:*:*:*
102 | B. Braun Melsungen AG | Data module compactplus | CVE-2020-25156 | High | NETWORK | LOW | HIGH | NONE | UNCHANGED | HIGH | HIGH | HIGH | CWE-489 | cpe:2.3:o:bbraun:datamodule_compactplus:a10:*:*:*:*:*:*:*
103 | B. Braun Melsungen AG | Data module compactplus | CVE-2020-25158 | High | NETWORK | LOW | NONE | REQUIRED | CHANGED | LOW | LOW | NONE | CWE-79 | cpe:2.3:o:bbraun:datamodule_compactplus:a10:*:*:*:*:*:*:*
104 | B. Braun Melsungen AG | Data module compactplus | CVE-2020-25164 | High | NETWORK | LOW | NONE | NONE | UNCHANGED | HIGH | NONE | NONE | CWE-759 | cpe:2.3:o:bbraun:datamodule_compactplus:a10:*:*:*:*:*:*:*
105 | B. Braun Melsungen AG | Data module compactplus | CVE-2020-25150 | High | NETWORK | LOW | LOW | NONE | UNCHANGED | HIGH | HIGH | HIGH | CWE-22 | cpe:2.3:o:bbraun:datamodule_compactplus:a10:*:*:*:*:*:*:*
106 | B. Braun Melsungen AG | Data module compactplus | CVE-2020-25166 | High | NETWORK | LOW | LOW | NONE | UNCHANGED | NONE | HIGH | LOW | CWE-347 | cpe:2.3:o:bbraun:datamodule_compactplus:a10:*:*:*:*:*:*:*
107 | B. Braun Melsungen AG | Data module compactplus | CVE-2020-25152 | High | NETWORK | LOW | NONE | REQUIRED | UNCHANGED | HIGH | HIGH | NONE | CWE-384 | cpe:2.3:h:bbraun:datamodule_compactplus:-:*:*:*:*:*:*:*
108 | B. Braun Melsungen AG | Infusomat Space Large Volume Pump | CVE-2021-33883 | Critical | NETWORK | LOW | NONE | NONE | UNCHANGED | HIGH | NONE | NONE | CWE-319 | cpe:2.3:o:bbraun:spacecom2:*:*:*:*:*:*:*:*
109 | B. Braun Melsungen AG | Infusomat Space Large Volume Pump | CVE-2021-33884 | Critical | NETWORK | LOW | NONE | NONE | UNCHANGED | NONE | HIGH | HIGH | CWE-434 | cpe:2.3:o:bbraun:spacecom2:*:*:*:*:*:*:*:*
110 | B. Braun Melsungen AG | Infusomat Space Large Volume Pump | CVE-2021-33886 | Critical | ADJACENT_NETWORK | LOW | NONE | NONE | UNCHANGED | HIGH | HIGH | HIGH | CWE-134 | cpe:2.3:o:bbraun:spacecom2:*:*:*:*:*:*:*:*
111 | B. Braun Melsungen AG | Infusomat Space Large Volume Pump | CVE-2021-33885 | Critical | NETWORK | LOW | NONE | NONE | UNCHANGED | HIGH | HIGH | HIGH | CWE-347 | cpe:2.3:o:bbraun:spacecom2:*:*:*:*:*:*:*:*
112 | B. Braun Melsungen AG | Infusomat Space Large Volume Pump | CVE-2021-33882 | Critical | NETWORK | LOW | NONE | NONE | CHANGED | NONE | HIGH | NONE | CWE-306 | cpe:2.3:o:bbraun:spacecom2:*:*:*:*:*:*:*:*
113 | Becton, Dickinson and Company (BD) | Totalys MultiProcessor | CVE-2022-40263 | Medium | LOCAL | LOW | LOW | NONE | UNCHANGED | HIGH | HIGH | HIGH | CWE-798 | cpe:2.3:o:bd:totalys_multiprocessor_firmware:*:*:*:*:*:*:*:*
114 | Baxter | Sigma | CVE-2022-26392 | High | NETWORK | LOW | LOW | NONE | UNCHANGED | HIGH | NONE | NONE | CWE-134 | cpe:2.3:h:baxter:spectrum_wireless_battery_module:-:*:*:*:*:*:*:*
115 | Baxter | Sigma | CVE-2022-26394 | High | ADJACENT_NETWORK | LOW | NONE | NONE | UNCHANGED | NONE | LOW | LOW | CWE-306 | cpe:2.3:o:baxter:spectrum_wireless_battery_module_firmware:*:*:*:*:*:*:*:*
116 | Baxter | Sigma | CVE-2022-26390 | High | PHYSICAL | HIGH | NONE | NONE | UNCHANGED | HIGH | NONE | NONE | CWE-312 | cpe:2.3:o:baxter:spectrum_wireless_battery_module_firmware:*:*:*:*:*:*:*:*
117 | Baxter | Sigma | CVE-2022-26393 | High | NETWORK | LOW | LOW | NONE | UNCHANGED | HIGH | NONE | HIGH | CWE-134 | cpe:2.3:o:baxter:spectrum_wireless_battery_module_firmware:20d29:*:*:*:*:*:*:*
118 | Baxter | Baxter Spectrum Infusion Pumps | CVE-2022-26392 | High | NETWORK | LOW | LOW | NONE | UNCHANGED | HIGH | NONE | NONE | CWE-134 | cpe:2.3:h:baxter:spectrum_wireless_battery_module:-:*:*:*:*:*:*:*
119 | Baxter | Baxter Spectrum Infusion Pumps | CVE-2022-26394 | High | ADJACENT_NETWORK | LOW | NONE | NONE | UNCHANGED | NONE | LOW | LOW | CWE-306 | cpe:2.3:o:baxter:spectrum_wireless_battery_module_firmware:*:*:*:*:*:*:*:*
120 | Baxter | Baxter Spectrum Infusion Pumps | CVE-2022-26390 | High | PHYSICAL | HIGH | NONE | NONE | UNCHANGED | HIGH | NONE | NONE | CWE-312 | cpe:2.3:o:baxter:spectrum_wireless_battery_module_firmware:*:*:*:*:*:*:*:*
121 | Baxter | Baxter Spectrum Infusion Pumps | CVE-2022-26393 | High | NETWORK | LOW | LOW | NONE | UNCHANGED | HIGH | NONE | HIGH | CWE-134 | cpe:2.3:o:baxter:spectrum_wireless_battery_module_firmware:20d29:*:*:*:*:*:*:*
122 | Contec Health | CMS8000 CONTEC ICU CCU Vital Signs Patient Monitor | CVE-2022-38069 | High | PHYSICAL | LOW | NONE | NONE | UNCHANGED | HIGH | HIGH | NONE | CWE-798 | cpe:2.3:o:contechealth:cms8000_firmware:-:*:*:*:*:*:*:*
123 | Baxter | Sigma Spectrum Infusion Pumps | CVE-2020-12043 | High | NETWORK | LOW | NONE | NONE | UNCHANGED | HIGH | HIGH | HIGH | CWE-672 | cpe:2.3:o:baxter:sigma_spectrum_infusion_system_firmware:8.0:*:*:*:*:*:*:*
124 | Baxter | Sigma Spectrum Infusion Pumps | CVE-2020-12047 | High | NETWORK | LOW | NONE | NONE | UNCHANGED | HIGH | HIGH | HIGH | CWE-798 | cpe:2.3:o:baxter:sigma_spectrum_infusion_system_firmware:8.0:*:*:*:*:*:*:*
125 | Baxter | Sigma Spectrum Infusion Pumps | CVE-2020-12045 | High | NETWORK | LOW | NONE | NONE | UNCHANGED | HIGH | HIGH | HIGH | CWE-798 | cpe:2.3:o:baxter:sigma_spectrum_infusion_system_firmware:8.0:*:*:*:*:*:*:*
126 | Baxter | Sigma Spectrum Infusion Pumps | CVE-2020-12039 | High | PHYSICAL | LOW | NONE | NONE | UNCHANGED | LOW | NONE | NONE | CWE-798 | cpe:2.3:h:baxter:sigma_spectrum_infusion_system:-:*:*:*:*:*:*:*
127 | Baxter | Sigma Spectrum Infusion Pumps | CVE-2020-12041 | High | NETWORK | LOW | NONE | NONE | UNCHANGED | HIGH | LOW | HIGH | CWE-732 | cpe:2.3:o:baxter:sigma_spectrum_infusion_system_firmware:8.0:*:*:*:*:*:*:*
128 | Baxter | Sigma Spectrum Infusion Pumps | CVE-2020-12040 | High | NETWORK | LOW | NONE | NONE | UNCHANGED | HIGH | HIGH | HIGH | CWE-319 | cpe:2.3:o:baxter:sigma_spectrum_infusion_system_firmware:*:*:*:*:*:*:*:*
129 | OFFIS | DCMTK | CVE-2022-2119 | High | NETWORK | LOW | NONE | NONE | UNCHANGED | HIGH | HIGH | HIGH | CWE-22 | cpe:2.3:a:offis:dcmtk:*:*:*:*:*:*:*:*
130 | OFFIS | DCMTK | CVE-2022-2121 | High | ADJACENT_NETWORK | LOW | NONE | NONE | UNCHANGED | NONE | NONE | HIGH | CWE-476 | cpe:2.3:a:offis:dcmtk:*:*:*:*:*:*:*:*
131 | OFFIS | DCMTK | CVE-2022-2120 | High | NETWORK | LOW | NONE | NONE | UNCHANGED | HIGH | HIGH | HIGH | CWE-22 | cpe:2.3:a:offis:dcmtk:*:*:*:*:*:*:*:*
132 | Becton, Dickinson and Company (BD) | Synapsys | CVE-2022-30277 | Medium | PHYSICAL | LOW | LOW | REQUIRED | UNCHANGED | HIGH | HIGH | NONE | CWE-613 | cpe:2.3:a:bd:synapsys:4.20:-:*:*:*:*:*:*
133 | Becton, Dickinson and Company (BD) | Pyxis | CVE-2022-22767 | High | ADJACENT_NETWORK | LOW | NONE | NONE | UNCHANGED | HIGH | HIGH | HIGH | CWE-522 | cpe:2.3:o:bd:pyxis_anesthesia_station_es_firmware:-:*:*:*:*:*:*:*
134 | Philips | Vue PACS | CVE-2018-10115 | Critical | LOCAL | LOW | NONE | REQUIRED | UNCHANGED | HIGH | HIGH | HIGH | CWE-665 | cpe:2.3:a:7-zip:7-zip:*:*:*:*:*:*:*:*
135 | Philips | Vue PACS | CVE-2015-9251 | Critical | NETWORK | LOW | NONE | REQUIRED | CHANGED | LOW | LOW | NONE | CWE-79 | cpe:2.3:a:jquery:jquery:*:*:*:*:*:*:*:*
136 | Philips | Vue PACS | CVE-2020-4670 | Critical | NETWORK | LOW | NONE | NONE | UNCHANGED | HIGH | HIGH | NONE | CWE-306 | cpe:2.3:a:ibm:planning_analytics_cloud:2.0.0:*:*:*:*:*:*:*
137 | Philips | Vue PACS | CVE-2021-33022 | Critical | NETWORK | LOW | NONE | NONE | UNCHANGED | HIGH | NONE | NONE | CWE-319 | cpe:2.3:a:philips:myvue:*:*:*:*:*:*:*:*
138 | Philips | Vue PACS | CVE-2021-39369 | Critical | NETWORK | LOW | LOW | NONE | UNCHANGED | HIGH | NONE | NONE | CWE-22 | cpe:2.3:a:philips:myvue:-:*:*:*:*:*:*:*
139 | Philips | Vue PACS | CVE-2018-11218 | Critical | NETWORK | LOW | NONE | NONE | UNCHANGED | HIGH | HIGH | HIGH | CWE-787 | cpe:2.3:a:redislabs:redis:*:*:*:*:*:*:*:*
140 | Philips | Vue PACS | CVE-2021-33018 | Critical | NETWORK | LOW | NONE | NONE | UNCHANGED | HIGH | NONE | NONE | CWE-327 | cpe:2.3:a:philips:myvue:*:*:*:*:*:*:*:*
141 | Philips | Vue PACS | CVE-2021-33020 | Critical | NETWORK | LOW | NONE | NONE | UNCHANGED | HIGH | NONE | NONE | CWE-672 | cpe:2.3:a:philips:myvue:*:*:*:*:*:*:*:*
142 | Philips | Vue PACS | CVE-2021-33024 | Critical | NETWORK | LOW | NONE | NONE | UNCHANGED | HIGH | NONE | NONE | CWE-522 | cpe:2.3:a:philips:myvue:*:*:*:*:*:*:*:*
143 | Philips | Vue PACS | CVE-2018-8014 | Critical | NETWORK | LOW | NONE | NONE | UNCHANGED | HIGH | HIGH | HIGH | CWE-1188 | cpe:2.3:a:apache:tomcat:*:*:*:*:*:*:*:*
144 | Philips | Vue PACS | CVE-2018-12326 | Critical | LOCAL | LOW | NONE | NONE | UNCHANGED | HIGH | HIGH | HIGH | CWE-119 | cpe:2.3:a:redislabs:redis:*:*:*:*:*:*:*:*
145 | LifePoint Informatics | Patient Portal | CVE-2022-1067 | Medium | NETWORK | LOW | LOW | NONE | UNCHANGED | HIGH | NONE | NONE | CWE-287 | cpe:2.3:a:lifepoint:patient_portal:*:*:*:*:*:*:*:*
146 | Philips | e-Alert | CVE-2022-0922 | Medium | ADJACENT_NETWORK | LOW | NONE | NONE | UNCHANGED | NONE | NONE | HIGH | CWE-306 | cpe:2.3:h:philips:e-alert:-:*:*:*:*:*:*:*
147 | Becton, Dickinson and Company (BD) | Viper LT | CVE-2022-22765 | High | LOCAL | LOW | LOW | NONE | UNCHANGED | HIGH | HIGH | HIGH | CWE-798 | cpe:2.3:o:bd:viper_lt_system_firmware:*:*:*:*:*:*:*:*
148 | Becton, Dickinson and Company (BD) | Pyxis | CVE-2022-22766 | High | LOCAL | LOW | LOW | NONE | UNCHANGED | HIGH | NONE | NONE | CWE-798 | cpe:2.3:o:bd:pyxis_anesthesia_station_es_firmware:*:*:*:*:*:*:*:*
149 | Fresenius Kabi | Agilia Connect Infusion System | CVE-2021-23207 | High | LOCAL | LOW | LOW | NONE | UNCHANGED | HIGH | NONE | NONE | CWE-522 | cpe:2.3:o:fresenius-kabi:agilia_connect:*:*:*:*:*:*:*:*
150 | Fresenius Kabi | Agilia Connect Infusion System | CVE-2021-33848 | High | NETWORK | LOW | NONE | REQUIRED | CHANGED | LOW | LOW | NONE | CWE-79 | cpe:2.3:o:fresenius-kabi:agilia_connect_firmware:*:*:*:*:*:*:*:*
151 | Fresenius Kabi | Agilia Connect Infusion System | CVE-2021-41835 | High | NETWORK | LOW | NONE | NONE | UNCHANGED | HIGH | NONE | NONE | CWE-319 | cpe:2.3:a:fresenius-kabi:agilia_partner_maintenance_software:*:*:*:*:*:*:*:*
152 | Fresenius Kabi | Agilia Connect Infusion System | CVE-2021-23236 | High | NETWORK | LOW | NONE | NONE | UNCHANGED | NONE | NONE | HIGH | CWE-400 | cpe:2.3:a:fresenius-kabi:agilia_partner_maintenance_software:*:*:*:*:*:*:*:*
153 | Fresenius Kabi | Agilia Connect Infusion System | CVE-2021-23233 | High | NETWORK | LOW | NONE | NONE | UNCHANGED | HIGH | HIGH | HIGH | CWE-798 | cpe:2.3:a:fresenius-kabi:agilia_partner_maintenance_software:*:*:*:*:*:*:*:*
154 | Fresenius Kabi | Agilia Connect Infusion System | CVE-2021-33843 | High | NETWORK | LOW | NONE | NONE | UNCHANGED | NONE | LOW | NONE | CWE-306 | cpe:2.3:o:fresenius-kabi:agilia_sp_mc_wifi_firmware:*:*:*:*:*:*:*:*
155 | Fresenius Kabi | Agilia Connect Infusion System | CVE-2021-44464 | High | NETWORK | LOW | LOW | NONE | UNCHANGED | HIGH | HIGH | HIGH | CWE-798 | cpe:2.3:h:fresenius-kabi:agilia_connect:-:*:*:*:*:*:*:*
156 | Fresenius Kabi | Agilia Connect Infusion System | CVE-2021-43355 | High | NETWORK | LOW | NONE | NONE | UNCHANGED | HIGH | HIGH | HIGH | CWE-287 | cpe:2.3:a:fresenius-kabi:agilia_partner_maintenance_software:*:*:*:*:*:*:*:*
157 | Fresenius Kabi | Agilia Connect Infusion System | CVE-2020-35340 | High | NETWORK | LOW | NONE | NONE | UNCHANGED | HIGH | NONE | NONE | CWE-552 | cpe:2.3:a:expertpdf:expertpdf:*:*:*:*:*:*:*:*
158 | Fresenius Kabi | Agilia Connect Infusion System | CVE-2021-23196 | High | NETWORK | LOW | NONE | NONE | UNCHANGED | HIGH | HIGH | HIGH | CWE-287 | cpe:2.3:o:fresenius-kabi:agilia_connect_firmware:*:*:*:*:*:*:*:*
159 | Fresenius Kabi | Agilia Connect Infusion System | CVE-2021-31562 | High | NETWORK | LOW | NONE | NONE | UNCHANGED | HIGH | HIGH | NONE | CWE-327 | cpe:2.3:o:fresenius-kabi:agilia_connect_firmware:*:*:*:*:*:*:*:*
160 | Fresenius Kabi | Agilia Connect Infusion System | CVE-2021-33846 | High | NETWORK | LOW | HIGH | NONE | UNCHANGED | HIGH | HIGH | HIGH | CWE-327 | cpe:2.3:a:fresenius-kabi:agilia_partner_maintenance_software:*:*:*:*:*:*:*:*
161 | Fresenius Kabi | Agilia Connect Infusion System | CVE-2021-23195 | High | NETWORK | LOW | NONE | NONE | UNCHANGED | LOW | NONE | NONE | CWE-200 | cpe:2.3:o:fresenius-kabi:agilia_connect_firmware:*:*:*:*:*:*:*:*
162 | Baxter | Welch Allyn Cardio Products | CVE-2021-43935 | High | NETWORK | LOW | NONE | NONE | UNCHANGED | HIGH | HIGH | HIGH | CWE-287 | cpe:2.3:a:baxter:welch_allyn_connex_cardio:*:*:*:*:*:*:*:*
163 | Philips | Patient Information Center iX (PICiX) | CVE-2020-16218 | Medium | ADJACENT_NETWORK | LOW | LOW | NONE | UNCHANGED | LOW | NONE | NONE | CWE-79 | cpe:2.3:a:philips:patient_information_center_ix:b.02:*:*:*:*:*:*:*
164 | Philips | Patient Information Center iX (PICiX) | CVE-2020-16222 | Medium | ADJACENT_NETWORK | LOW | NONE | NONE | UNCHANGED | HIGH | HIGH | HIGH | CWE-287 | cpe:2.3:a:philips:patient_information_center_ix:b.02:*:*:*:*:*:*:*
165 | Philips | Patient Information Center iX (PICiX) | CVE-2020-16214 | Medium | LOCAL | LOW | NONE | REQUIRED | CHANGED | LOW | LOW | NONE | CWE-1236 | cpe:2.3:a:philips:patient_information_center_ix:b.02:*:*:*:*:*:*:*
166 | Philips | Patient Information Center iX (PICiX) | CVE-2020-16212 | Medium | PHYSICAL | LOW | NONE | NONE | UNCHANGED | HIGH | HIGH | HIGH | CWE-668 | cpe:2.3:a:philips:patient_information_center_ix:b.02:*:*:*:*:*:*:*
167 | Philips | Patient Information Center iX (PICiX) | CVE-2020-16216 | Medium | ADJACENT_NETWORK | LOW | NONE | NONE | UNCHANGED | NONE | NONE | HIGH | CWE-20 | cpe:2.3:a:philips:patient_information_center_ix:b.02:*:*:*:*:*:*:*
168 | Philips | Patient Information Center iX (PICiX) | CVE-2020-16228 | Medium | ADJACENT_NETWORK | LOW | HIGH | NONE | UNCHANGED | HIGH | HIGH | LOW | CWE-299 | cpe:2.3:a:philips:patient_information_center_ix:b.02:*:*:*:*:*:*:*
169 | Philips | Patient Information Center iX (PICiX) | CVE-2020-16224 | Medium | ADJACENT_NETWORK | LOW | NONE | NONE | UNCHANGED | NONE | NONE | HIGH | CWE-130 | cpe:2.3:a:philips:patient_information_center_ix:c.02:*:*:*:*:*:*:*
170 | Philips | Patient Information Center iX (PICiX) | CVE-2020-16220 | Medium | ADJACENT_NETWORK | LOW | NONE | NONE | UNCHANGED | NONE | NONE | LOW | CWE-1286 | cpe:2.3:a:philips:patient_information_center_ix:b.02:*:*:*:*:*:*:*
171 | Philips | PerformanceBridge Focal Point | CVE-2020-16218 | Medium | ADJACENT_NETWORK | LOW | LOW | NONE | UNCHANGED | LOW | NONE | NONE | CWE-79 | cpe:2.3:a:philips:patient_information_center_ix:b.02:*:*:*:*:*:*:*
172 | Philips | PerformanceBridge Focal Point | CVE-2020-16222 | Medium | ADJACENT_NETWORK | LOW | NONE | NONE | UNCHANGED | HIGH | HIGH | HIGH | CWE-287 | cpe:2.3:a:philips:patient_information_center_ix:b.02:*:*:*:*:*:*:*
173 | Philips | PerformanceBridge Focal Point | CVE-2020-16214 | Medium | LOCAL | LOW | NONE | REQUIRED | CHANGED | LOW | LOW | NONE | CWE-1236 | cpe:2.3:a:philips:patient_information_center_ix:b.02:*:*:*:*:*:*:*
174 | Philips | PerformanceBridge Focal Point | CVE-2020-16212 | Medium | PHYSICAL | LOW | NONE | NONE | UNCHANGED | HIGH | HIGH | HIGH | CWE-668 | cpe:2.3:a:philips:patient_information_center_ix:b.02:*:*:*:*:*:*:*
175 | Philips | PerformanceBridge Focal Point | CVE-2020-16216 | Medium | ADJACENT_NETWORK | LOW | NONE | NONE | UNCHANGED | NONE | NONE | HIGH | CWE-20 | cpe:2.3:a:philips:patient_information_center_ix:b.02:*:*:*:*:*:*:*
176 | Philips | PerformanceBridge Focal Point | CVE-2020-16228 | Medium | ADJACENT_NETWORK | LOW | HIGH | NONE | UNCHANGED | HIGH | HIGH | LOW | CWE-299 | cpe:2.3:a:philips:patient_information_center_ix:b.02:*:*:*:*:*:*:*
177 | Philips | PerformanceBridge Focal Point | CVE-2020-16224 | Medium | ADJACENT_NETWORK | LOW | NONE | NONE | UNCHANGED | NONE | NONE | HIGH | CWE-130 | cpe:2.3:a:philips:patient_information_center_ix:c.02:*:*:*:*:*:*:*
178 | Philips | PerformanceBridge Focal Point | CVE-2020-16220 | Medium | ADJACENT_NETWORK | LOW | NONE | NONE | UNCHANGED | NONE | NONE | LOW | CWE-1286 | cpe:2.3:a:philips:patient_information_center_ix:b.02:*:*:*:*:*:*:*
179 | Philips | IntelliVue Patient Monitors MX100 | CVE-2020-16218 | Medium | ADJACENT_NETWORK | LOW | LOW | NONE | UNCHANGED | LOW | NONE | NONE | CWE-79 | cpe:2.3:a:philips:patient_information_center_ix:b.02:*:*:*:*:*:*:*
180 | Philips | IntelliVue Patient Monitors MX100 | CVE-2020-16222 | Medium | ADJACENT_NETWORK | LOW | NONE | NONE | UNCHANGED | HIGH | HIGH | HIGH | CWE-287 | cpe:2.3:a:philips:patient_information_center_ix:b.02:*:*:*:*:*:*:*
181 | Philips | IntelliVue Patient Monitors MX100 | CVE-2020-16214 | Medium | LOCAL | LOW | NONE | REQUIRED | CHANGED | LOW | LOW | NONE | CWE-1236 | cpe:2.3:a:philips:patient_information_center_ix:b.02:*:*:*:*:*:*:*
182 | Philips | IntelliVue Patient Monitors MX100 | CVE-2020-16212 | Medium | PHYSICAL | LOW | NONE | NONE | UNCHANGED | HIGH | HIGH | HIGH | CWE-668 | cpe:2.3:a:philips:patient_information_center_ix:b.02:*:*:*:*:*:*:*
183 | Philips | IntelliVue Patient Monitors MX100 | CVE-2020-16216 | Medium | ADJACENT_NETWORK | LOW | NONE | NONE | UNCHANGED | NONE | NONE | HIGH | CWE-20 | cpe:2.3:a:philips:patient_information_center_ix:b.02:*:*:*:*:*:*:*
184 | Philips | IntelliVue Patient Monitors MX100 | CVE-2020-16228 | Medium | ADJACENT_NETWORK | LOW | HIGH | NONE | UNCHANGED | HIGH | HIGH | LOW | CWE-299 | cpe:2.3:a:philips:patient_information_center_ix:b.02:*:*:*:*:*:*:*
185 | Philips | IntelliVue Patient Monitors MX100 | CVE-2020-16224 | Medium | ADJACENT_NETWORK | LOW | NONE | NONE | UNCHANGED | NONE | NONE | HIGH | CWE-130 | cpe:2.3:a:philips:patient_information_center_ix:c.02:*:*:*:*:*:*:*
186 | Philips | IntelliVue Patient Monitors MX100 | CVE-2020-16220 | Medium | ADJACENT_NETWORK | LOW | NONE | NONE | UNCHANGED | NONE | NONE | LOW | CWE-1286 | cpe:2.3:a:philips:patient_information_center_ix:b.02:*:*:*:*:*:*:*
187 | Philips | MX400-MX850 | CVE-2020-16218 | Medium | ADJACENT_NETWORK | LOW | LOW | NONE | UNCHANGED | LOW | NONE | NONE | CWE-79 | cpe:2.3:a:philips:patient_information_center_ix:b.02:*:*:*:*:*:*:*
188 | Philips | MX400-MX850 | CVE-2020-16222 | Medium | ADJACENT_NETWORK | LOW | NONE | NONE | UNCHANGED | HIGH | HIGH | HIGH | CWE-287 | cpe:2.3:a:philips:patient_information_center_ix:b.02:*:*:*:*:*:*:*
189 | Philips | MX400-MX850 | CVE-2020-16214 | Medium | LOCAL | LOW | NONE | REQUIRED | CHANGED | LOW | LOW | NONE | CWE-1236 | cpe:2.3:a:philips:patient_information_center_ix:b.02:*:*:*:*:*:*:*
190 | Philips | MX400-MX850 | CVE-2020-16212 | Medium | PHYSICAL | LOW | NONE | NONE | UNCHANGED | HIGH | HIGH | HIGH | CWE-668 | cpe:2.3:a:philips:patient_information_center_ix:b.02:*:*:*:*:*:*:*
191 | Philips | MX400-MX850 | CVE-2020-16216 | Medium | ADJACENT_NETWORK | LOW | NONE | NONE | UNCHANGED | NONE | NONE | HIGH | CWE-20 | cpe:2.3:a:philips:patient_information_center_ix:b.02:*:*:*:*:*:*:*
192 | Philips | MX400-MX850 | CVE-2020-16228 | Medium | ADJACENT_NETWORK | LOW | HIGH | NONE | UNCHANGED | HIGH | HIGH | LOW | CWE-299 | cpe:2.3:a:philips:patient_information_center_ix:b.02:*:*:*:*:*:*:*
193 | Philips | MX400-MX850 | CVE-2020-16224 | Medium | ADJACENT_NETWORK | LOW | NONE | NONE | UNCHANGED | NONE | NONE | HIGH | CWE-130 | cpe:2.3:a:philips:patient_information_center_ix:c.02:*:*:*:*:*:*:*
194 | Philips | MX400-MX850 | CVE-2020-16220 | Medium | ADJACENT_NETWORK | LOW | NONE | NONE | UNCHANGED | NONE | NONE | LOW | CWE-1286 | cpe:2.3:a:philips:patient_information_center_ix:b.02:*:*:*:*:*:*:*
195 | Philips | MP2-MP90 | CVE-2020-16218 | Medium | ADJACENT_NETWORK | LOW | LOW | NONE | UNCHANGED | LOW | NONE | NONE | CWE-79 | cpe:2.3:a:philips:patient_information_center_ix:b.02:*:*:*:*:*:*:*
196 | Philips | MP2-MP90 | CVE-2020-16222 | Medium | ADJACENT_NETWORK | LOW | NONE | NONE | UNCHANGED | HIGH | HIGH | HIGH | CWE-287 | cpe:2.3:a:philips:patient_information_center_ix:b.02:*:*:*:*:*:*:*
197 | Philips | MP2-MP90 | CVE-2020-16214 | Medium | LOCAL | LOW | NONE | REQUIRED | CHANGED | LOW | LOW | NONE | CWE-1236 | cpe:2.3:a:philips:patient_information_center_ix:b.02:*:*:*:*:*:*:*
198 | Philips | MP2-MP90 | CVE-2020-16212 | Medium | PHYSICAL | LOW | NONE | NONE | UNCHANGED | HIGH | HIGH | HIGH | CWE-668 | cpe:2.3:a:philips:patient_information_center_ix:b.02:*:*:*:*:*:*:*
199 | Philips | MP2-MP90 | CVE-2020-16216 | Medium | ADJACENT_NETWORK | LOW | NONE | NONE | UNCHANGED | NONE | NONE | HIGH | CWE-20 | cpe:2.3:a:philips:patient_information_center_ix:b.02:*:*:*:*:*:*:*
200 | Philips | MP2-MP90 | CVE-2020-16228 | Medium | ADJACENT_NETWORK | LOW | HIGH | NONE | UNCHANGED | HIGH | HIGH | LOW | CWE-299 | cpe:2.3:a:philips:patient_information_center_ix:b.02:*:*:*:*:*:*:*
201 | Philips | MP2-MP90 | CVE-2020-16224 | Medium | ADJACENT_NETWORK | LOW | NONE | NONE | UNCHANGED | NONE | NONE | HIGH | CWE-130 | cpe:2.3:a:philips:patient_information_center_ix:c.02:*:*:*:*:*:*:*
202 | Philips | MP2-MP90 | CVE-2020-16220 | Medium | ADJACENT_NETWORK | LOW | NONE | NONE | UNCHANGED | NONE | NONE | LOW | CWE-1286 | cpe:2.3:a:philips:patient_information_center_ix:b.02:*:*:*:*:*:*:*
203 | Philips | IntelliVue X2 | CVE-2020-16218 | Medium | ADJACENT_NETWORK | LOW | LOW | NONE | UNCHANGED | LOW | NONE | NONE | CWE-79 | cpe:2.3:a:philips:patient_information_center_ix:b.02:*:*:*:*:*:*:*
204 | Philips | IntelliVue X2 | CVE-2020-16222 | Medium | ADJACENT_NETWORK | LOW | NONE | NONE | UNCHANGED | HIGH | HIGH | HIGH | CWE-287 | cpe:2.3:a:philips:patient_information_center_ix:b.02:*:*:*:*:*:*:*
205 | Philips | IntelliVue X2 | CVE-2020-16214 | Medium | LOCAL | LOW | NONE | REQUIRED | CHANGED | LOW | LOW | NONE | CWE-1236 | cpe:2.3:a:philips:patient_information_center_ix:b.02:*:*:*:*:*:*:*
206 | Philips | IntelliVue X2 | CVE-2020-16212 | Medium | PHYSICAL | LOW | NONE | NONE | UNCHANGED | HIGH | HIGH | HIGH | CWE-668 | cpe:2.3:a:philips:patient_information_center_ix:b.02:*:*:*:*:*:*:*
207 | Philips | IntelliVue X2 | CVE-2020-16216 | Medium | ADJACENT_NETWORK | LOW | NONE | NONE | UNCHANGED | NONE | NONE | HIGH | CWE-20 | cpe:2.3:a:philips:patient_information_center_ix:b.02:*:*:*:*:*:*:*
208 | Philips | IntelliVue X2 | CVE-2020-16228 | Medium | ADJACENT_NETWORK | LOW | HIGH | NONE | UNCHANGED | HIGH | HIGH | LOW | CWE-299 | cpe:2.3:a:philips:patient_information_center_ix:b.02:*:*:*:*:*:*:*
209 | Philips | IntelliVue X2 | CVE-2020-16224 | Medium | ADJACENT_NETWORK | LOW | NONE | NONE | UNCHANGED | NONE | NONE | HIGH | CWE-130 | cpe:2.3:a:philips:patient_information_center_ix:c.02:*:*:*:*:*:*:*
210 | Philips | IntelliVue X2 | CVE-2020-16220 | Medium | ADJACENT_NETWORK | LOW | NONE | NONE | UNCHANGED | NONE | NONE | LOW | CWE-1286 | cpe:2.3:a:philips:patient_information_center_ix:b.02:*:*:*:*:*:*:*
211 | Philips | X3 | CVE-2020-16218 | Medium | ADJACENT_NETWORK | LOW | LOW | NONE | UNCHANGED | LOW | NONE | NONE | CWE-79 | cpe:2.3:a:philips:patient_information_center_ix:b.02:*:*:*:*:*:*:*
212 | Philips | X3 | CVE-2020-16222 | Medium | ADJACENT_NETWORK | LOW | NONE | NONE | UNCHANGED | HIGH | HIGH | HIGH | CWE-287 | cpe:2.3:a:philips:patient_information_center_ix:b.02:*:*:*:*:*:*:*
213 | Philips | X3 | CVE-2020-16214 | Medium | LOCAL | LOW | NONE | REQUIRED | CHANGED | LOW | LOW | NONE | CWE-1236 | cpe:2.3:a:philips:patient_information_center_ix:b.02:*:*:*:*:*:*:*
214 | Philips | X3 | CVE-2020-16212 | Medium | PHYSICAL | LOW | NONE | NONE | UNCHANGED | HIGH | HIGH | HIGH | CWE-668 | cpe:2.3:a:philips:patient_information_center_ix:b.02:*:*:*:*:*:*:*
215 | Philips | X3 | CVE-2020-16216 | Medium | ADJACENT_NETWORK | LOW | NONE | NONE | UNCHANGED | NONE | NONE | HIGH | CWE-20 | cpe:2.3:a:philips:patient_information_center_ix:b.02:*:*:*:*:*:*:*
216 | Philips | X3 | CVE-2020-16228 | Medium | ADJACENT_NETWORK | LOW | HIGH | NONE | UNCHANGED | HIGH | HIGH | LOW | CWE-299 | cpe:2.3:a:philips:patient_information_center_ix:b.02:*:*:*:*:*:*:*
217 | Philips | X3 | CVE-2020-16224 | Medium | ADJACENT_NETWORK | LOW | NONE | NONE | UNCHANGED | NONE | NONE | HIGH | CWE-130 | cpe:2.3:a:philips:patient_information_center_ix:c.02:*:*:*:*:*:*:*
218 | Philips | X3 | CVE-2020-16220 | Medium | ADJACENT_NETWORK | LOW | NONE | NONE | UNCHANGED | NONE | NONE | LOW | CWE-1286 | cpe:2.3:a:philips:patient_information_center_ix:b.02:*:*:*:*:*:*:*
219 | Philips | IntelliBridge EC 40 | CVE-2021-33017 | High | ADJACENT_NETWORK | LOW | NONE | NONE | UNCHANGED | HIGH | HIGH | HIGH | CWE-288 | cpe:2.3:o:philips:intellibridge_ec40_firmware:*:*:*:*:*:*:*:*
220 | Philips | IntelliBridge EC 40 | CVE-2021-32993 | High | ADJACENT_NETWORK | LOW | NONE | NONE | UNCHANGED | HIGH | HIGH | HIGH | CWE-798 | cpe:2.3:o:philips:intellibridge_ec40_firmware:*:*:*:*:*:*:*:*
221 | Philips | EC 80 Hub | CVE-2021-33017 | High | ADJACENT_NETWORK | LOW | NONE | NONE | UNCHANGED | HIGH | HIGH | HIGH | CWE-288 | cpe:2.3:o:philips:intellibridge_ec40_firmware:*:*:*:*:*:*:*:*
222 | Philips | EC 80 Hub | CVE-2021-32993 | High | ADJACENT_NETWORK | LOW | NONE | NONE | UNCHANGED | HIGH | HIGH | HIGH | CWE-798 | cpe:2.3:o:philips:intellibridge_ec40_firmware:*:*:*:*:*:*:*:*
223 | Philips | MRI 1.5T | CVE-2021-26248 | Medium | LOCAL | LOW | LOW | NONE | UNCHANGED | HIGH | NONE | NONE | CWE-708 | cpe:2.3:h:philips:mri_3t:-:*:*:*:*:*:*:*
224 | Philips | 3T | CVE-2021-26248 | Medium | LOCAL | LOW | LOW | NONE | UNCHANGED | HIGH | NONE | NONE | CWE-708 | cpe:2.3:h:philips:mri_3t:-:*:*:*:*:*:*:*
225 | Philips | Tasy EMR | CVE-2021-39375 | High | NETWORK | LOW | LOW | NONE | UNCHANGED | HIGH | HIGH | HIGH | CWE-89 | cpe:2.3:a:philips:tasy_electronic_medical_record:3.06:*:*:*:*:*:*:*
226 | Philips | Tasy EMR | CVE-2021-39376 | High | NETWORK | LOW | LOW | NONE | UNCHANGED | HIGH | HIGH | HIGH | CWE-89 | cpe:2.3:a:philips:tasy_electronic_medical_record:3.06:*:*:*:*:*:*:*
227 | Medtronic | Medtronic MiniMed MMT-500 | CVE-2018-10634 | Medium | ADJACENT_NETWORK | HIGH | NONE | NONE | UNCHANGED | HIGH | NONE | NONE | CWE-319 | cpe:2.3:o:medtronic:minimed_paradigm_revel_mmt-523k_firmware:-:*:*:*:*:*:*:*
228 | Medtronic | Medtronic MiniMed MMT-500 | CVE-2018-14781 | Medium | ADJACENT_NETWORK | HIGH | NONE | NONE | UNCHANGED | NONE | HIGH | NONE | CWE-287 | cpe:2.3:o:medtronicdiabetes:508_minimed_insulin_pump_firmware:-:*:*:*:*:*:*:*
229 | Medtronic | MMT-503 Remote Controllers | CVE-2018-10634 | Medium | ADJACENT_NETWORK | HIGH | NONE | NONE | UNCHANGED | HIGH | NONE | NONE | CWE-319 | cpe:2.3:o:medtronic:minimed_paradigm_revel_mmt-523k_firmware:-:*:*:*:*:*:*:*
230 | Medtronic | MMT-503 Remote Controllers | CVE-2018-14781 | Medium | ADJACENT_NETWORK | HIGH | NONE | NONE | UNCHANGED | NONE | HIGH | NONE | CWE-287 | cpe:2.3:o:medtronicdiabetes:508_minimed_insulin_pump_firmware:-:*:*:*:*:*:*:*
231 | Boston Scientific | ZOOM LATITUDE Programmer/Recorder/Monitor Model 3120 | CVE-2021-38394 | Medium | PHYSICAL | HIGH | NONE | NONE | UNCHANGED | HIGH | HIGH | HIGH | CWE-1278 | cpe:2.3:h:bostonscientific:zoom_latitude_pogrammer\/recorder\/monitor_3120:-:*:*:*:*:*:*:*
232 | Boston Scientific | ZOOM LATITUDE Programmer/Recorder/Monitor Model 3120 | CVE-2021-38400 | Medium | PHYSICAL | LOW | NONE | NONE | UNCHANGED | HIGH | HIGH | HIGH | CWE-916 | cpe:2.3:o:bostonscientific:zoom_latitude_pogrammer\/recorder\/monitor_3120_firmware:*:*:*:*:*:*:*:*
233 | Boston Scientific | ZOOM LATITUDE Programmer/Recorder/Monitor Model 3120 | CVE-2021-38396 | Medium | PHYSICAL | LOW | NONE | NONE | UNCHANGED | HIGH | HIGH | HIGH | CWE-345 | cpe:2.3:o:bostonscientific:zoom_latitude_pogrammer\/recorder\/monitor_3120_firmware:*:*:*:*:*:*:*:*
234 | Boston Scientific | ZOOM LATITUDE Programmer/Recorder/Monitor Model 3120 | CVE-2021-38398 | Medium | PHYSICAL | LOW | NONE | NONE | UNCHANGED | HIGH | HIGH | HIGH | CWE-1329 | cpe:2.3:h:bostonscientific:zoom_latitude_programming_system_model_3120:-:*:*:*:*:*:*:*
235 | Swisslog Healthcare | Translogic PTS (Pneumatic Tube Systems) | CVE-2021-37162 | Critical | NETWORK | LOW | NONE | NONE | UNCHANGED | HIGH | HIGH | HIGH | CWE-120 | cpe:2.3:o:swisslog-healthcare:hmi-3_control_panel_firmware:*:*:*:*:*:*:*:*
236 | Swisslog Healthcare | Translogic PTS (Pneumatic Tube Systems) | CVE-2021-37165 | Critical | NETWORK | LOW | NONE | NONE | UNCHANGED | HIGH | HIGH | HIGH | CWE-120 | cpe:2.3:o:swisslog-healthcare:hmi-3_control_panel_firmware:*:*:*:*:*:*:*:*
237 | Swisslog Healthcare | Translogic PTS (Pneumatic Tube Systems) | CVE-2021-37166 | Critical | NETWORK | LOW | NONE | NONE | UNCHANGED | NONE | NONE | HIGH | CWE-120 | cpe:2.3:o:swisslog-healthcare:hmi-3_control_panel_firmware:*:*:*:*:*:*:*:*
238 | Swisslog Healthcare | Translogic PTS (Pneumatic Tube Systems) | CVE-2021-37163 | Critical | NETWORK | LOW | NONE | NONE | UNCHANGED | HIGH | HIGH | HIGH | CWE-798 | cpe:2.3:o:swisslog-healthcare:hmi-3_control_panel_firmware:*:*:*:*:*:*:*:*
239 | Swisslog Healthcare | Translogic PTS (Pneumatic Tube Systems) | CVE-2021-37167 | Critical | NETWORK | LOW | NONE | NONE | UNCHANGED | HIGH | HIGH | HIGH | CWE-269 | cpe:2.3:o:swisslog-healthcare:hmi-3_control_panel_firmware:*:*:*:*:*:*:*:*
240 | Swisslog Healthcare | Translogic PTS (Pneumatic Tube Systems) | CVE-2021-37160 | Critical | NETWORK | LOW | NONE | NONE | UNCHANGED | HIGH | HIGH | HIGH | CWE-347 | cpe:2.3:h:swisslog-healthcare:hmi-3_control_panel:-:*:*:*:*:*:*:*
241 | Swisslog Healthcare | Translogic PTS (Pneumatic Tube Systems) | CVE-2021-37161 | Critical | NETWORK | LOW | NONE | NONE | UNCHANGED | HIGH | HIGH | HIGH | CWE-120 | cpe:2.3:o:swisslog-healthcare:hmi-3_control_panel_firmware:*:*:*:*:*:*:*:*
242 | Swisslog Healthcare | Translogic PTS (Pneumatic Tube Systems) | CVE-2021-37164 | Critical | NETWORK | LOW | NONE | NONE | UNCHANGED | HIGH | HIGH | HIGH | CWE-787 | cpe:2.3:o:swisslog-healthcare:hmi-3_control_panel_firmware:*:*:*:*:*:*:*:*
243 | Ypsomed | mylife Cloud | CVE-2021-27491 | Medium | NETWORK | LOW | NONE | NONE | UNCHANGED | HIGH | NONE | NONE | CWE-522 | cpe:2.3:a:ypsomed:mylife:*:*:*:*:*:*:*:*
244 | Ypsomed | mylife Cloud | CVE-2021-27495 | Medium | NETWORK | LOW | NONE | REQUIRED | UNCHANGED | HIGH | LOW | NONE | CWE-522 | cpe:2.3:a:ypsomed:mylife:*:*:*:*:*:*:*:*
245 | Ypsomed | mylife Cloud | CVE-2021-27503 | Medium | NETWORK | HIGH | NONE | NONE | UNCHANGED | LOW | LOW | NONE | CWE-798 | cpe:2.3:a:ypsomed:mylife:*:*:*:*:*:*:*:*
246 | Ypsomed | mylife Cloud | CVE-2021-27499 | Medium | NETWORK | HIGH | NONE | NONE | UNCHANGED | NONE | HIGH | NONE | CWE-330 | cpe:2.3:a:ypsomed:mylife:*:*:*:*:*:*:*:*
247 | Ypsomed | mylife Mobile Application | CVE-2021-27491 | Medium | NETWORK | LOW | NONE | NONE | UNCHANGED | HIGH | NONE | NONE | CWE-522 | cpe:2.3:a:ypsomed:mylife:*:*:*:*:*:*:*:*
248 | Ypsomed | mylife Mobile Application | CVE-2021-27495 | Medium | NETWORK | LOW | NONE | REQUIRED | UNCHANGED | HIGH | LOW | NONE | CWE-522 | cpe:2.3:a:ypsomed:mylife:*:*:*:*:*:*:*:*
249 | Ypsomed | mylife Mobile Application | CVE-2021-27503 | Medium | NETWORK | HIGH | NONE | NONE | UNCHANGED | LOW | LOW | NONE | CWE-798 | cpe:2.3:a:ypsomed:mylife:*:*:*:*:*:*:*:*
250 | Ypsomed | mylife Mobile Application | CVE-2021-27499 | Medium | NETWORK | HIGH | NONE | NONE | UNCHANGED | NONE | HIGH | NONE | CWE-330 | cpe:2.3:a:ypsomed:mylife:*:*:*:*:*:*:*:*
251 | Philips | Interoperability Solution XDS | CVE-2021-32966 | Low | NETWORK | LOW | NONE | NONE | UNCHANGED | HIGH | NONE | NONE | CWE-319 | cpe:2.3:a:philips:interoperability_solution_xds:*:*:*:*:*:*:*:*
252 | Source Forge | OpenClinic GA | CVE-2020-14485 | Critical | NETWORK | LOW | NONE | NONE | UNCHANGED | HIGH | HIGH | HIGH | CWE-287 | cpe:2.3:a:openclinic_ga_project:openclinic_ga:5.09.02:*:*:*:*:*:*:*
253 | Source Forge | OpenClinic GA | CVE-2020-14486 | Critical | NETWORK | LOW | LOW | NONE | UNCHANGED | HIGH | HIGH | HIGH | CWE-863 | cpe:2.3:a:openclinic_ga_project:openclinic_ga:5.09.02:*:*:*:*:*:*:*
254 | Source Forge | OpenClinic GA | CVE-2020-14492 | Critical | NETWORK | LOW | NONE | REQUIRED | CHANGED | LOW | LOW | NONE | CWE-79 | cpe:2.3:a:openclinic_ga_project:openclinic_ga:5.09.02:*:*:*:*:*:*:*
255 | Source Forge | OpenClinic GA | CVE-2020-14489 | Critical | NETWORK | LOW | NONE | NONE | UNCHANGED | HIGH | NONE | NONE | CWE-522 | cpe:2.3:a:openclinic_ga_project:openclinic_ga:5.09.02:*:*:*:*:*:*:*
256 | Source Forge | OpenClinic GA | CVE-2020-14493 | Critical | NETWORK | LOW | LOW | NONE | UNCHANGED | HIGH | HIGH | HIGH | CWE-269 | cpe:2.3:a:openclinic_ga_project:openclinic_ga:5.09.02:*:*:*:*:*:*:*
257 | Source Forge | OpenClinic GA | CVE-2016-1182 | Critical | NETWORK | LOW | NONE | NONE | UNCHANGED | NONE | LOW | HIGH | CWE-20 | cpe:2.3:a:apache:struts:1.0:*:*:*:*:*:*:*
258 | Source Forge | OpenClinic GA | CVE-2020-14490 | Critical | NETWORK | LOW | LOW | NONE | UNCHANGED | HIGH | HIGH | HIGH | CWE-22 | cpe:2.3:a:openclinic_ga_project:openclinic_ga:5.09.02:*:*:*:*:*:*:*
259 | Source Forge | OpenClinic GA | CVE-2020-14494 | Critical | NETWORK | LOW | NONE | NONE | UNCHANGED | HIGH | HIGH | HIGH | CWE-307 | cpe:2.3:a:openclinic_ga_project:openclinic_ga:5.09.02:*:*:*:*:*:*:*
260 | Source Forge | OpenClinic GA | CVE-2020-14484 | Critical | NETWORK | LOW | NONE | NONE | UNCHANGED | HIGH | HIGH | HIGH | CWE-307 | cpe:2.3:a:openclinic_ga_project:openclinic_ga:5.09.02:*:*:*:*:*:*:*
261 | Source Forge | OpenClinic GA | CVE-2020-14491 | Critical | NETWORK | LOW | LOW | NONE | UNCHANGED | HIGH | NONE | NONE | CWE-862 | cpe:2.3:a:openclinic_ga_project:openclinic_ga:5.09.02:*:*:*:*:*:*:*
262 | Source Forge | OpenClinic GA | CVE-2020-14488 | Critical | NETWORK | LOW | LOW | NONE | UNCHANGED | HIGH | HIGH | HIGH | CWE-434 | cpe:2.3:a:freemedsoftware:openclinic_ga:5.09.02:*:*:*:*:*:*:*
263 | ZOLL | Defibrillator Dashboard | CVE-2021-27489 | Critical | NETWORK | LOW | LOW | NONE | UNCHANGED | HIGH | HIGH | HIGH | CWE-434 | cpe:2.3:a:zoll:defibrillator_dashboard:*:*:*:*:*:*:*:*
264 | ZOLL | Defibrillator Dashboard | CVE-2021-27485 | Critical | NETWORK | LOW | NONE | NONE | UNCHANGED | HIGH | NONE | NONE | CWE-257 | cpe:2.3:a:zoll:defibrillator_dashboard:*:*:*:*:*:*:*:*
265 | ZOLL | Defibrillator Dashboard | CVE-2021-27481 | Critical | LOCAL | LOW | LOW | NONE | UNCHANGED | HIGH | NONE | NONE | CWE-798 | cpe:2.3:a:zoll:defibrillator_dashboard:*:*:*:*:*:*:*:*
266 | ZOLL | Defibrillator Dashboard | CVE-2021-27483 | Critical | LOCAL | LOW | LOW | NONE | UNCHANGED | HIGH | HIGH | HIGH | CWE-732 | cpe:2.3:a:zoll:defibrillator_dashboard:*:*:*:*:*:*:*:*
267 | ZOLL | Defibrillator Dashboard | CVE-2021-27487 | Critical | LOCAL | LOW | LOW | NONE | UNCHANGED | HIGH | NONE | NONE | CWE-312 | cpe:2.3:a:zoll:defibrillator_dashboard:*:*:*:*:*:*:*:*
268 | ZOLL | Defibrillator Dashboard | CVE-2021-27479 | Critical | NETWORK | LOW | LOW | NONE | UNCHANGED | LOW | LOW | NONE | CWE-79 | cpe:2.3:a:zoll:defibrillator_dashboard:*:*:*:*:*:*:*:*
269 | Medtronic | MyCareLink Monitor | CVE-2019-6538 | Critical | ADJACENT_NETWORK | LOW | NONE | NONE | UNCHANGED | NONE | HIGH | NONE | CWE-306 | cpe:2.3:o:medtronic:mycarelink_monitor_firmware:24950:*:*:*:*:*:*:*
270 | Medtronic | MyCareLink Monitor | CVE-2019-6540 | Critical | ADJACENT_NETWORK | LOW | NONE | NONE | UNCHANGED | HIGH | NONE | NONE | CWE-319 | cpe:2.3:o:medtronic:mycarelink_monitor_24950_firmware:-:*:*:*:*:*:*:*
271 | Medtronic | CareLink Monitor | CVE-2019-6538 | Critical | ADJACENT_NETWORK | LOW | NONE | NONE | UNCHANGED | NONE | HIGH | NONE | CWE-306 | cpe:2.3:o:medtronic:mycarelink_monitor_firmware:24950:*:*:*:*:*:*:*
272 | Medtronic | CareLink Monitor | CVE-2019-6540 | Critical | ADJACENT_NETWORK | LOW | NONE | NONE | UNCHANGED | HIGH | NONE | NONE | CWE-319 | cpe:2.3:o:medtronic:mycarelink_monitor_24950_firmware:-:*:*:*:*:*:*:*
273 | Medtronic | CareLink 2090 Programmer | CVE-2019-6538 | Critical | ADJACENT_NETWORK | LOW | NONE | NONE | UNCHANGED | NONE | HIGH | NONE | CWE-306 | cpe:2.3:o:medtronic:mycarelink_monitor_firmware:24950:*:*:*:*:*:*:*
274 | Medtronic | CareLink 2090 Programmer | CVE-2019-6540 | Critical | ADJACENT_NETWORK | LOW | NONE | NONE | UNCHANGED | HIGH | NONE | NONE | CWE-319 | cpe:2.3:o:medtronic:mycarelink_monitor_24950_firmware:-:*:*:*:*:*:*:*
275 | Medtronic | specific Medtronic implanted cardiac devices listed below | CVE-2019-6538 | Critical | ADJACENT_NETWORK | LOW | NONE | NONE | UNCHANGED | NONE | HIGH | NONE | CWE-306 | cpe:2.3:o:medtronic:mycarelink_monitor_firmware:24950:*:*:*:*:*:*:*
276 | Medtronic | specific Medtronic implanted cardiac devices listed below | CVE-2019-6540 | Critical | ADJACENT_NETWORK | LOW | NONE | NONE | UNCHANGED | HIGH | NONE | NONE | CWE-319 | cpe:2.3:o:medtronic:mycarelink_monitor_24950_firmware:-:*:*:*:*:*:*:*
277 | Philips | Gemini PET/CT Family | CVE-2021-27456 | Low | PHYSICAL | LOW | NONE | NONE | UNCHANGED | LOW | NONE | NONE | CWE-922 | cpe:2.3:h:phillips:gemini_882300:-:*:*:*:*:*:*:*
278 | Becton, Dickinson and Company (BD) | BD Alaris 8015 PC Unit | CVE-2016-8375 | Medium | PHYSICAL | HIGH | NONE | NONE | CHANGED | HIGH | NONE | NONE | CWE-255 | cpe:2.3:a:bd:alaris_8015_pc_unit:*:*:*:*:*:*:*:*
279 | Becton, Dickinson and Company (BD) | BD Alaris 8015 PC Unit | CVE-2016-9355 | Medium | PHYSICAL | LOW | NONE | NONE | CHANGED | HIGH | NONE | NONE | CWE-255 | cpe:2.3:a:bd:alaris_8015_pc_unit:*:*:*:*:*:*:*:*
280 | Hamilton Medical AG | Hamilton-T1 | CVE-2020-27282 | Medium | PHYSICAL | LOW | LOW | NONE | UNCHANGED | NONE | NONE | HIGH | CWE-112 | cpe:2.3:o:hamilton-medical:hamilton-t1_firmware:*:*:*:*:*:*:*:*
281 | Hamilton Medical AG | Hamilton-T1 | CVE-2020-27278 | Medium | PHYSICAL | LOW | NONE | NONE | UNCHANGED | HIGH | LOW | NONE | CWE-798 | cpe:2.3:o:hamilton-medical:hamilton-t1_firmware:*:*:*:*:*:*:*:*
282 | Hamilton Medical AG | Hamilton-T1 | CVE-2020-27290 | Medium | PHYSICAL | LOW | LOW | NONE | UNCHANGED | HIGH | NONE | NONE | CWE-200 | cpe:2.3:o:hamilton-medical:hamilton-t1_firmware:*:*:*:*:*:*:*:*
283 | Philips | Philips Interventional WorkSpot | CVE-2020-27298 | Medium | ADJACENT_NETWORK | LOW | NONE | NONE | UNCHANGED | NONE | NONE | HIGH | CWE-78 | cpe:2.3:a:philips:coronary_tools:1.0:*:*:*:*:*:*:*
284 | Philips | Coronary Tools/Dynamic Coronary Roadmap/Stentboost Live | CVE-2020-27298 | Medium | ADJACENT_NETWORK | LOW | NONE | NONE | UNCHANGED | NONE | NONE | HIGH | CWE-78 | cpe:2.3:a:philips:coronary_tools:1.0:*:*:*:*:*:*:*
285 | Philips | ViewForum | CVE-2020-27298 | Medium | ADJACENT_NETWORK | LOW | NONE | NONE | UNCHANGED | NONE | NONE | HIGH | CWE-78 | cpe:2.3:a:philips:coronary_tools:1.0:*:*:*:*:*:*:*
286 | SOOIL Developments Co., Ltd. | Diabecare RS | CVE-2020-27269 | High | ADJACENT_NETWORK | LOW | NONE | REQUIRED | UNCHANGED | HIGH | NONE | NONE | CWE-294 | cpe:2.3:o:sooil:anydana-a_firmware:*:*:*:*:*:*:*:*
287 | SOOIL Developments Co., Ltd. | Diabecare RS | CVE-2020-27258 | High | ADJACENT_NETWORK | LOW | NONE | NONE | UNCHANGED | HIGH | NONE | NONE | CWE-522 | cpe:2.3:a:sooil:anydana-a:*:*:*:*:*:*:*:*
288 | SOOIL Developments Co., Ltd. | Diabecare RS | CVE-2020-27264 | High | ADJACENT_NETWORK | LOW | NONE | NONE | UNCHANGED | HIGH | HIGH | HIGH | CWE-330 | cpe:2.3:o:sooil:anydana-a_firmware:*:*:*:*:*:*:*:*
289 | SOOIL Developments Co., Ltd. | Diabecare RS | CVE-2020-27270 | High | ADJACENT_NETWORK | LOW | NONE | REQUIRED | UNCHANGED | HIGH | NONE | NONE | CWE-522 | cpe:2.3:o:sooil:anydana-a_firmware:*:*:*:*:*:*:*:*
290 | SOOIL Developments Co., Ltd. | Diabecare RS | CVE-2020-27276 | High | ADJACENT_NETWORK | LOW | NONE | REQUIRED | UNCHANGED | HIGH | NONE | NONE | CWE-290 | cpe:2.3:o:sooil:anydana-a_firmware:*:*:*:*:*:*:*:*
291 | SOOIL Developments Co., Ltd. | Diabecare RS | CVE-2020-27266 | High | ADJACENT_NETWORK | LOW | NONE | NONE | UNCHANGED | HIGH | NONE | NONE | CWE-287 | cpe:2.3:h:sooil:anydana-a:-:*:*:*:*:*:*:*
292 | SOOIL Developments Co., Ltd. | Diabecare RS | CVE-2020-27268 | High | ADJACENT_NETWORK | LOW | NONE | NONE | UNCHANGED | HIGH | NONE | NONE | CWE-669 | cpe:2.3:o:sooil:anydana-a_firmware:*:*:*:*:*:*:*:*
293 | SOOIL Developments Co., Ltd. | Diabecare RS | CVE-2020-27256 | High | PHYSICAL | LOW | NONE | NONE | UNCHANGED | HIGH | HIGH | HIGH | CWE-798 | cpe:2.3:h:sooil:anydana-a:-:*:*:*:*:*:*:*
294 | SOOIL Developments Co., Ltd. | AnyDana-i | CVE-2020-27269 | High | ADJACENT_NETWORK | LOW | NONE | REQUIRED | UNCHANGED | HIGH | NONE | NONE | CWE-294 | cpe:2.3:o:sooil:anydana-a_firmware:*:*:*:*:*:*:*:*
295 | SOOIL Developments Co., Ltd. | AnyDana-i | CVE-2020-27258 | High | ADJACENT_NETWORK | LOW | NONE | NONE | UNCHANGED | HIGH | NONE | NONE | CWE-522 | cpe:2.3:a:sooil:anydana-a:*:*:*:*:*:*:*:*
296 | SOOIL Developments Co., Ltd. | AnyDana-i | CVE-2020-27264 | High | ADJACENT_NETWORK | LOW | NONE | NONE | UNCHANGED | HIGH | HIGH | HIGH | CWE-330 | cpe:2.3:o:sooil:anydana-a_firmware:*:*:*:*:*:*:*:*
297 | SOOIL Developments Co., Ltd. | AnyDana-i | CVE-2020-27270 | High | ADJACENT_NETWORK | LOW | NONE | REQUIRED | UNCHANGED | HIGH | NONE | NONE | CWE-522 | cpe:2.3:o:sooil:anydana-a_firmware:*:*:*:*:*:*:*:*
298 | SOOIL Developments Co., Ltd. | AnyDana-i | CVE-2020-27276 | High | ADJACENT_NETWORK | LOW | NONE | REQUIRED | UNCHANGED | HIGH | NONE | NONE | CWE-290 | cpe:2.3:o:sooil:anydana-a_firmware:*:*:*:*:*:*:*:*
299 | SOOIL Developments Co., Ltd. | AnyDana-i | CVE-2020-27266 | High | ADJACENT_NETWORK | LOW | NONE | NONE | UNCHANGED | HIGH | NONE | NONE | CWE-287 | cpe:2.3:h:sooil:anydana-a:-:*:*:*:*:*:*:*
300 | SOOIL Developments Co., Ltd. | AnyDana-i | CVE-2020-27268 | High | ADJACENT_NETWORK | LOW | NONE | NONE | UNCHANGED | HIGH | NONE | NONE | CWE-669 | cpe:2.3:o:sooil:anydana-a_firmware:*:*:*:*:*:*:*:*
301 | SOOIL Developments Co., Ltd. | AnyDana-i | CVE-2020-27256 | High | PHYSICAL | LOW | NONE | NONE | UNCHANGED | HIGH | HIGH | HIGH | CWE-798 | cpe:2.3:h:sooil:anydana-a:-:*:*:*:*:*:*:*
302 | SOOIL Developments Co., Ltd. | AnyDana-A | CVE-2020-27269 | High | ADJACENT_NETWORK | LOW | NONE | REQUIRED | UNCHANGED | HIGH | NONE | NONE | CWE-294 | cpe:2.3:o:sooil:anydana-a_firmware:*:*:*:*:*:*:*:*
303 | SOOIL Developments Co., Ltd. | AnyDana-A | CVE-2020-27258 | High | ADJACENT_NETWORK | LOW | NONE | NONE | UNCHANGED | HIGH | NONE | NONE | CWE-522 | cpe:2.3:a:sooil:anydana-a:*:*:*:*:*:*:*:*
304 | SOOIL Developments Co., Ltd. | AnyDana-A | CVE-2020-27264 | High | ADJACENT_NETWORK | LOW | NONE | NONE | UNCHANGED | HIGH | HIGH | HIGH | CWE-330 | cpe:2.3:o:sooil:anydana-a_firmware:*:*:*:*:*:*:*:*
305 | SOOIL Developments Co., Ltd. | AnyDana-A | CVE-2020-27270 | High | ADJACENT_NETWORK | LOW | NONE | REQUIRED | UNCHANGED | HIGH | NONE | NONE | CWE-522 | cpe:2.3:o:sooil:anydana-a_firmware:*:*:*:*:*:*:*:*
306 | SOOIL Developments Co., Ltd. | AnyDana-A | CVE-2020-27276 | High | ADJACENT_NETWORK | LOW | NONE | REQUIRED | UNCHANGED | HIGH | NONE | NONE | CWE-290 | cpe:2.3:o:sooil:anydana-a_firmware:*:*:*:*:*:*:*:*
307 | SOOIL Developments Co., Ltd. | AnyDana-A | CVE-2020-27266 | High | ADJACENT_NETWORK | LOW | NONE | NONE | UNCHANGED | HIGH | NONE | NONE | CWE-287 | cpe:2.3:h:sooil:anydana-a:-:*:*:*:*:*:*:*
308 | SOOIL Developments Co., Ltd. | AnyDana-A | CVE-2020-27268 | High | ADJACENT_NETWORK | LOW | NONE | NONE | UNCHANGED | HIGH | NONE | NONE | CWE-669 | cpe:2.3:o:sooil:anydana-a_firmware:*:*:*:*:*:*:*:*
309 | SOOIL Developments Co., Ltd. | AnyDana-A | CVE-2020-27256 | High | PHYSICAL | LOW | NONE | NONE | UNCHANGED | HIGH | HIGH | HIGH | CWE-798 | cpe:2.3:h:sooil:anydana-a:-:*:*:*:*:*:*:*
310 | Innokas Yhtymä Oy | Vital Signs Monitor VC150 | CVE-2020-27260 | Medium | PHYSICAL | LOW | NONE | NONE | CHANGED | NONE | HIGH | NONE | CWE-74 | cpe:2.3:h:innokasmedical:vital_signs_monitor_vc150:-:*:*:*:*:*:*:*
311 | Innokas Yhtymä Oy | Vital Signs Monitor VC150 | CVE-2020-27262 | Medium | NETWORK | LOW | LOW | REQUIRED | CHANGED | LOW | LOW | NONE | CWE-79 | cpe:2.3:o:innokasmedical:vital_signs_monitor_vc150_firmware:*:*:*:*:*:*:*:*
312 | Medtronic | MyCareLink (MCL) Smart Model 25000 Patient Reader | CVE-2020-25183 | High | ADJACENT_NETWORK | LOW | NONE | NONE | UNCHANGED | HIGH | HIGH | HIGH | CWE-287 | cpe:2.3:h:medtronic:mycarelink_smart_model_25000:-:*:*:*:*:*:*:*
313 | Medtronic | MyCareLink (MCL) Smart Model 25000 Patient Reader | CVE-2020-27252 | High | NETWORK | HIGH | NONE | NONE | UNCHANGED | HIGH | HIGH | HIGH | CWE-367 | cpe:2.3:o:medtronic:mycarelink_smart_model_25000_firmware:*:*:*:*:*:*:*:*
314 | Medtronic | MyCareLink (MCL) Smart Model 25000 Patient Reader | CVE-2020-25187 | High | NETWORK | LOW | NONE | NONE | UNCHANGED | HIGH | HIGH | HIGH | CWE-787 | cpe:2.3:o:medtronic:mycarelink_smart_model_25000_firmware:*:*:*:*:*:*:*:*
315 | GE Healthcare | GE Imaging | CVE-2020-25179 | Critical | NETWORK | LOW | NONE | NONE | UNCHANGED | HIGH | HIGH | HIGH | CWE-200 | cpe:2.3:o:gehealthcare:3.0t_signa_hdxt_firmware:-:*:*:*:*:*:*:*
316 | GE Healthcare | GE Imaging | CVE-2020-25175 | Critical | NETWORK | LOW | NONE | NONE | UNCHANGED | HIGH | HIGH | HIGH | CWE-522 | cpe:2.3:h:gehealthcare:3.0t_signa_hdxt:-:*:*:*:*:*:*:*
317 | GE Healthcare | Ultrasound Products | CVE-2020-25179 | Critical | NETWORK | LOW | NONE | NONE | UNCHANGED | HIGH | HIGH | HIGH | CWE-200 | cpe:2.3:o:gehealthcare:3.0t_signa_hdxt_firmware:-:*:*:*:*:*:*:*
318 | GE Healthcare | Ultrasound Products | CVE-2020-25175 | Critical | NETWORK | LOW | NONE | NONE | UNCHANGED | HIGH | HIGH | HIGH | CWE-522 | cpe:2.3:h:gehealthcare:3.0t_signa_hdxt:-:*:*:*:*:*:*:*
319 | Becton, Dickinson and Company (BD) | BD Alaris 8015 PC Unit | CVE-2020-25165 | Medium | NETWORK | LOW | NONE | NONE | UNCHANGED | NONE | NONE | HIGH | CWE-287 | cpe:2.3:o:bd:alaris_8015_pcu_firmware:*:*:*:*:*:*:*:*
320 | Becton, Dickinson and Company (BD) | BD Alaris Systems Manager | CVE-2020-25165 | Medium | NETWORK | LOW | NONE | NONE | UNCHANGED | NONE | NONE | HIGH | CWE-287 | cpe:2.3:o:bd:alaris_8015_pcu_firmware:*:*:*:*:*:*:*:*
321 | B. Braun Melsungen AG | OnlineSuite | CVE-2020-25172 | High | NETWORK | LOW | NONE | NONE | UNCHANGED | HIGH | HIGH | HIGH | CWE-23 | cpe:2.3:a:bbraun:onlinesuite_application_package:*:*:*:*:*:*:*:*
322 | B. Braun Melsungen AG | OnlineSuite | CVE-2020-25170 | High | LOCAL | LOW | NONE | REQUIRED | UNCHANGED | HIGH | HIGH | HIGH | CWE-1236 | cpe:2.3:a:bbraun:onlinesuite_application_package:*:*:*:*:*:*:*:*
323 | B. Braun Melsungen AG | OnlineSuite | CVE-2020-25174 | High | LOCAL | LOW | NONE | REQUIRED | UNCHANGED | HIGH | HIGH | HIGH | CWE-427 | cpe:2.3:a:bbraun:onlinesuite_application_package:*:*:*:*:*:*:*:*
324 | Philips | Clinical Collaboration Platform | CVE-2020-16200 | Medium | ADJACENT_NETWORK | LOW | NONE | NONE | UNCHANGED | NONE | NONE | HIGH | CWE-757 | cpe:2.3:a:philips:clinical_collaboration_platform:*:*:*:*:*:*:*:*
325 | Philips | Clinical Collaboration Platform | CVE-2020-14506 | Medium | NETWORK | LOW | NONE | REQUIRED | UNCHANGED | NONE | LOW | NONE | CWE-352 | cpe:2.3:a:philips:clinical_collaboration_platform:*:*:*:*:*:*:*:*
326 | Philips | Clinical Collaboration Platform | CVE-2020-16247 | Medium | LOCAL | LOW | LOW | NONE | UNCHANGED | HIGH | HIGH | NONE | CWE-668 | cpe:2.3:a:philips:clinical_collaboration_platform:*:*:*:*:*:*:*:*
327 | Philips | Clinical Collaboration Platform | CVE-2020-16198 | Medium | ADJACENT_NETWORK | LOW | NONE | NONE | UNCHANGED | LOW | LOW | LOW | CWE-693 | cpe:2.3:a:philips:clinical_collaboration_platform:*:*:*:*:*:*:*:*
328 | Philips | SureSigns VS4 | CVE-2020-16237 | Medium | PHYSICAL | LOW | LOW | NONE | UNCHANGED | NONE | NONE | LOW | CWE-20 | cpe:2.3:o:philips:suresigns_vs4_firmware:*:*:*:*:*:*:*:*
329 | Philips | SureSigns VS4 | CVE-2020-16239 | Medium | NETWORK | LOW | HIGH | NONE | UNCHANGED | HIGH | NONE | NONE | CWE-287 | cpe:2.3:o:philips:suresigns_vs4_firmware:*:*:*:*:*:*:*:*
330 | Philips | SureSigns VS4 | CVE-2020-16241 | Medium | PHYSICAL | LOW | LOW | NONE | UNCHANGED | NONE | NONE | LOW | CWE-863 | cpe:2.3:o:philips:suresigns_vs4_firmware:*:*:*:*:*:*:*:*
331 | Philips | DreamMapper | CVE-2020-14518 | Medium | NETWORK | LOW | NONE | NONE | UNCHANGED | LOW | NONE | NONE | CWE-532 | cpe:2.3:a:philips:dreammapper:*:*:*:*:*:iphone_os:*:*
332 | Baxter | PrismaFlex | CVE-2020-12036 | High | NETWORK | LOW | NONE | NONE | UNCHANGED | HIGH | NONE | NONE | CWE-319 | cpe:2.3:o:baxter:prismaflex_firmware:*:*:*:*:*:*:*:*
333 | Baxter | PrismaFlex | CVE-2020-12037 | High | NETWORK | LOW | NONE | NONE | UNCHANGED | HIGH | NONE | NONE | CWE-319 | cpe:2.3:o:baxter:prismaflex_firmware:*:*:*:*:*:*:*:*
334 | Baxter | PrismaFlex | CVE-2020-12035 | High | PHYSICAL | LOW | LOW | NONE | UNCHANGED | NONE | HIGH | LOW | CWE-798 | cpe:2.3:h:baxter:prismaflex:-:*:*:*:*:*:*:*
335 | Baxter | PrisMax | CVE-2020-12036 | High | NETWORK | LOW | NONE | NONE | UNCHANGED | HIGH | NONE | NONE | CWE-319 | cpe:2.3:o:baxter:prismaflex_firmware:*:*:*:*:*:*:*:*
336 | Baxter | PrisMax | CVE-2020-12037 | High | NETWORK | LOW | NONE | NONE | UNCHANGED | HIGH | NONE | NONE | CWE-319 | cpe:2.3:o:baxter:prismaflex_firmware:*:*:*:*:*:*:*:*
337 | Baxter | PrisMax | CVE-2020-12035 | High | PHYSICAL | LOW | LOW | NONE | UNCHANGED | NONE | HIGH | LOW | CWE-798 | cpe:2.3:h:baxter:prismaflex:-:*:*:*:*:*:*:*
338 | Philips | Ultrasound ClearVue | CVE-2020-14477 | Low | LOCAL | LOW | LOW | NONE | UNCHANGED | LOW | LOW | NONE | CWE-287 | cpe:2.3:h:philips:clearvue_850:-:*:*:*:*:*:*:*
339 | Philips | Ultrasound CX | CVE-2020-14477 | Low | LOCAL | LOW | LOW | NONE | UNCHANGED | LOW | LOW | NONE | CWE-287 | cpe:2.3:h:philips:clearvue_850:-:*:*:*:*:*:*:*
340 | Philips | Ultrasound EPIQ/Affiniti | CVE-2020-14477 | Low | LOCAL | LOW | LOW | NONE | UNCHANGED | LOW | LOW | NONE | CWE-287 | cpe:2.3:h:philips:clearvue_850:-:*:*:*:*:*:*:*
341 | Philips | Ultrasound Sparq | CVE-2020-14477 | Low | LOCAL | LOW | LOW | NONE | UNCHANGED | LOW | LOW | NONE | CWE-287 | cpe:2.3:h:philips:clearvue_850:-:*:*:*:*:*:*:*
342 | Philips | Ultrasound Xperius | CVE-2020-14477 | Low | LOCAL | LOW | LOW | NONE | UNCHANGED | LOW | LOW | NONE | CWE-287 | cpe:2.3:h:philips:clearvue_850:-:*:*:*:*:*:*:*
343 | Baxter | Baxter ExactaMix EM 2400 | CVE-2020-12016 | High | NETWORK | LOW | NONE | NONE | UNCHANGED | HIGH | HIGH | HIGH | CWE-798 | cpe:2.3:o:baxter:em2400_firmware:1.10:*:*:*:*:*:*:*
344 | Baxter | Baxter ExactaMix EM 2400 | CVE-2020-12012 | High | PHYSICAL | LOW | NONE | NONE | UNCHANGED | HIGH | HIGH | NONE | CWE-798 | cpe:2.3:o:baxter:em2400_firmware:1.10:*:*:*:*:*:*:*
345 | Baxter | Baxter ExactaMix EM 2400 | CVE-2020-12032 | High | NETWORK | LOW | NONE | NONE | UNCHANGED | HIGH | HIGH | NONE | CWE-312 | cpe:2.3:o:baxter:em2400_firmware:1.10:*:*:*:*:*:*:*
346 | Baxter | Baxter ExactaMix EM 2400 | CVE-2020-12008 | High | NETWORK | LOW | NONE | NONE | UNCHANGED | HIGH | NONE | NONE | CWE-319 | cpe:2.3:h:baxter:em2400:-:*:*:*:*:*:*:*
347 | Baxter | Baxter ExactaMix EM 2400 | CVE-2020-12020 | High | LOCAL | LOW | LOW | NONE | UNCHANGED | NONE | LOW | HIGH | CWE-668 | cpe:2.3:o:baxter:em2400_firmware:1.10:*:*:*:*:*:*:*
348 | Baxter | EM 1200 | CVE-2020-12016 | High | NETWORK | LOW | NONE | NONE | UNCHANGED | HIGH | HIGH | HIGH | CWE-798 | cpe:2.3:o:baxter:em2400_firmware:1.10:*:*:*:*:*:*:*
349 | Baxter | EM 1200 | CVE-2020-12012 | High | PHYSICAL | LOW | NONE | NONE | UNCHANGED | HIGH | HIGH | NONE | CWE-798 | cpe:2.3:o:baxter:em2400_firmware:1.10:*:*:*:*:*:*:*
350 | Baxter | EM 1200 | CVE-2020-12032 | High | NETWORK | LOW | NONE | NONE | UNCHANGED | HIGH | HIGH | NONE | CWE-312 | cpe:2.3:o:baxter:em2400_firmware:1.10:*:*:*:*:*:*:*
351 | Baxter | EM 1200 | CVE-2020-12008 | High | NETWORK | LOW | NONE | NONE | UNCHANGED | HIGH | NONE | NONE | CWE-319 | cpe:2.3:h:baxter:em2400:-:*:*:*:*:*:*:*
352 | Baxter | EM 1200 | CVE-2020-12020 | High | LOCAL | LOW | LOW | NONE | UNCHANGED | NONE | LOW | HIGH | CWE-668 | cpe:2.3:o:baxter:em2400_firmware:1.10:*:*:*:*:*:*:*
353 | Baxter | Phoenix Hemodialysis Delivery System | CVE-2020-12048 | High | NETWORK | LOW | NONE | NONE | UNCHANGED | HIGH | NONE | NONE | CWE-319 | cpe:2.3:h:baxter:phoenix_x36:-:*:*:*:*:*:*:*
354 | Becton, Dickinson and Company (BD) | Alaris PCU | CVE-2019-11479 | Medium | NETWORK | LOW | NONE | NONE | UNCHANGED | NONE | NONE | HIGH | CWE-770 | cpe:2.3:o:linux:linux_kernel:*:*:*:*:*:*:*:*
355 | BIOTRONIK | CardioMessenger II-S T-Line | CVE-2019-18246 | Medium | ADJACENT_NETWORK | LOW | NONE | NONE | UNCHANGED | LOW | NONE | NONE | CWE-287 | cpe:2.3:o:biotronik:cardiomessenger_ii-s_gsm_firmware:2.20:*:*:*:*:*:*:*
356 | BIOTRONIK | CardioMessenger II-S T-Line | CVE-2019-18256 | Medium | PHYSICAL | LOW | NONE | NONE | UNCHANGED | HIGH | NONE | NONE | CWE-522 | cpe:2.3:o:biotronik:cardiomessenger_ii-s_gsm_firmware:2.20:*:*:*:*:*:*:*
357 | BIOTRONIK | CardioMessenger II-S T-Line | CVE-2019-18252 | Medium | ADJACENT_NETWORK | LOW | NONE | NONE | UNCHANGED | LOW | NONE | NONE | CWE-287 | cpe:2.3:o:biotronik:cardiomessenger_ii-s_gsm_firmware:2.20:*:*:*:*:*:*:*
358 | BIOTRONIK | CardioMessenger II-S T-Line | CVE-2019-18254 | Medium | PHYSICAL | LOW | NONE | NONE | UNCHANGED | HIGH | NONE | NONE | CWE-312 | cpe:2.3:o:biotronik:cardiomessenger_ii-s_gsm_firmware:2.20:*:*:*:*:*:*:*
359 | BIOTRONIK | CardioMessenger II-S T-Line | CVE-2019-18248 | Medium | ADJACENT_NETWORK | LOW | NONE | NONE | UNCHANGED | LOW | NONE | NONE | CWE-319 | cpe:2.3:o:biotronik:cardiomessenger_ii-s_gsm_firmware:2.20:*:*:*:*:*:*:*
360 | BIOTRONIK | CardioMessenger II-S GSM | CVE-2019-18246 | Medium | ADJACENT_NETWORK | LOW | NONE | NONE | UNCHANGED | LOW | NONE | NONE | CWE-287 | cpe:2.3:o:biotronik:cardiomessenger_ii-s_gsm_firmware:2.20:*:*:*:*:*:*:*
361 | BIOTRONIK | CardioMessenger II-S GSM | CVE-2019-18256 | Medium | PHYSICAL | LOW | NONE | NONE | UNCHANGED | HIGH | NONE | NONE | CWE-522 | cpe:2.3:o:biotronik:cardiomessenger_ii-s_gsm_firmware:2.20:*:*:*:*:*:*:*
362 | BIOTRONIK | CardioMessenger II-S GSM | CVE-2019-18252 | Medium | ADJACENT_NETWORK | LOW | NONE | NONE | UNCHANGED | LOW | NONE | NONE | CWE-287 | cpe:2.3:o:biotronik:cardiomessenger_ii-s_gsm_firmware:2.20:*:*:*:*:*:*:*
363 | BIOTRONIK | CardioMessenger II-S GSM | CVE-2019-18254 | Medium | PHYSICAL | LOW | NONE | NONE | UNCHANGED | HIGH | NONE | NONE | CWE-312 | cpe:2.3:o:biotronik:cardiomessenger_ii-s_gsm_firmware:2.20:*:*:*:*:*:*:*
364 | BIOTRONIK | CardioMessenger II-S GSM | CVE-2019-18248 | Medium | ADJACENT_NETWORK | LOW | NONE | NONE | UNCHANGED | LOW | NONE | NONE | CWE-319 | cpe:2.3:o:biotronik:cardiomessenger_ii-s_gsm_firmware:2.20:*:*:*:*:*:*:*
365 | Philips | IntelliBridge Enterprise (IBE) | CVE-2020-12023 | Low | ADJACENT_NETWORK | LOW | HIGH | NONE | UNCHANGED | HIGH | NONE | NONE | CWE-532 | cpe:2.3:a:philips:intellibridge_enterprise:*:*:*:*:*:*:*:*
366 | Philips | PageWriter TC10 | CVE-2018-14799 | Medium | PHYSICAL | LOW | HIGH | NONE | UNCHANGED | LOW | LOW | LOW | CWE-119 | cpe:2.3:o:philips:pagewriter_tc70_firmware:-:*:*:*:*:*:*:*
367 | Philips | PageWriter TC10 | CVE-2018-14801 | Medium | PHYSICAL | LOW | HIGH | NONE | UNCHANGED | HIGH | HIGH | HIGH | CWE-798 | cpe:2.3:o:philips:pagewriter_tc70_firmware:-:*:*:*:*:*:*:*
368 | Philips | TC20 | CVE-2018-14799 | Medium | PHYSICAL | LOW | HIGH | NONE | UNCHANGED | LOW | LOW | LOW | CWE-119 | cpe:2.3:o:philips:pagewriter_tc70_firmware:-:*:*:*:*:*:*:*
369 | Philips | TC20 | CVE-2018-14801 | Medium | PHYSICAL | LOW | HIGH | NONE | UNCHANGED | HIGH | HIGH | HIGH | CWE-798 | cpe:2.3:o:philips:pagewriter_tc70_firmware:-:*:*:*:*:*:*:*
370 | Philips | TC30 | CVE-2018-14799 | Medium | PHYSICAL | LOW | HIGH | NONE | UNCHANGED | LOW | LOW | LOW | CWE-119 | cpe:2.3:o:philips:pagewriter_tc70_firmware:-:*:*:*:*:*:*:*
371 | Philips | TC30 | CVE-2018-14801 | Medium | PHYSICAL | LOW | HIGH | NONE | UNCHANGED | HIGH | HIGH | HIGH | CWE-798 | cpe:2.3:o:philips:pagewriter_tc70_firmware:-:*:*:*:*:*:*:*
372 | Philips | TC50 | CVE-2018-14799 | Medium | PHYSICAL | LOW | HIGH | NONE | UNCHANGED | LOW | LOW | LOW | CWE-119 | cpe:2.3:o:philips:pagewriter_tc70_firmware:-:*:*:*:*:*:*:*
373 | Philips | TC50 | CVE-2018-14801 | Medium | PHYSICAL | LOW | HIGH | NONE | UNCHANGED | HIGH | HIGH | HIGH | CWE-798 | cpe:2.3:o:philips:pagewriter_tc70_firmware:-:*:*:*:*:*:*:*
374 | Philips | TC70 Cardiographs | CVE-2018-14799 | Medium | PHYSICAL | LOW | HIGH | NONE | UNCHANGED | LOW | LOW | LOW | CWE-119 | cpe:2.3:o:philips:pagewriter_tc70_firmware:-:*:*:*:*:*:*:*
375 | Philips | TC70 Cardiographs | CVE-2018-14801 | Medium | PHYSICAL | LOW | HIGH | NONE | UNCHANGED | HIGH | HIGH | HIGH | CWE-798 | cpe:2.3:o:philips:pagewriter_tc70_firmware:-:*:*:*:*:*:*:*
376 | GE Healthcare | Ultrasound Products | CVE-2020-6977 | High | PHYSICAL | LOW | NONE | NONE | UNCHANGED | HIGH | HIGH | HIGH | CWE-20 | cpe:2.3:h:ge:vivid_e95:-:*:*:*:*:*:*:*
377 | Spacelabs | Xhibit Telemetry Receiver | CVE-2019-0708 | Critical | NETWORK | LOW | NONE | NONE | UNCHANGED | HIGH | HIGH | HIGH | CWE-416 | cpe:2.3:o:microsoft:windows_7:-:sp1:*:*:*:*:*:*
378 | Medtronic | 2090 CareLink Programmer | CVE-2018-10596 | High | ADJACENT_NETWORK | LOW | LOW | NONE | UNCHANGED | HIGH | HIGH | HIGH | CWE-200 | cpe:2.3:o:medtronic:2090_carelink_programmer_firmware:*:*:*:*:*:*:*:*
379 | Medtronic | 2090 CareLink Programmer | CVE-2018-5448 | High | ADJACENT_NETWORK | LOW | LOW | NONE | UNCHANGED | HIGH | NONE | NONE | CWE-22 | cpe:2.3:o:medtronic:2090_carelink_programmer_firmware:*:*:*:*:*:*:*:*
380 | Medtronic | 2090 CareLink Programmer | CVE-2018-5446 | High | PHYSICAL | LOW | NONE | NONE | CHANGED | HIGH | NONE | NONE | CWE-522 | cpe:2.3:o:medtronic:2090_carelink_programmer_firmware:*:*:*:*:*:*:*:*
381 | Medtronic | 29901 Encore Programmer | CVE-2018-10596 | High | ADJACENT_NETWORK | LOW | LOW | NONE | UNCHANGED | HIGH | HIGH | HIGH | CWE-200 | cpe:2.3:o:medtronic:2090_carelink_programmer_firmware:*:*:*:*:*:*:*:*
382 | Medtronic | 29901 Encore Programmer | CVE-2018-5448 | High | ADJACENT_NETWORK | LOW | LOW | NONE | UNCHANGED | HIGH | NONE | NONE | CWE-22 | cpe:2.3:o:medtronic:2090_carelink_programmer_firmware:*:*:*:*:*:*:*:*
383 | Medtronic | 29901 Encore Programmer | CVE-2018-5446 | High | PHYSICAL | LOW | NONE | NONE | CHANGED | HIGH | NONE | NONE | CWE-522 | cpe:2.3:o:medtronic:2090_carelink_programmer_firmware:*:*:*:*:*:*:*:*
384 | GE Healthcare | CARESCAPE Telemetry Server | CVE-2020-6965 | Critical | NETWORK | LOW | LOW | NONE | CHANGED | HIGH | HIGH | HIGH | CWE-20 | cpe:2.3:o:gehealthcare:apexpro_telemetry_server_firmware:*:*:*:*:*:*:*:*
385 | GE Healthcare | CARESCAPE Telemetry Server | CVE-2020-6963 | Critical | NETWORK | LOW | NONE | NONE | CHANGED | HIGH | HIGH | HIGH | CWE-20 | cpe:2.3:h:gehealthcare:apexpro_telemetry_server:-:*:*:*:*:*:*:*
386 | GE Healthcare | CARESCAPE Telemetry Server | CVE-2020-6962 | Critical | NETWORK | LOW | NONE | NONE | CHANGED | HIGH | HIGH | HIGH | CWE-20 | cpe:2.3:o:gehealthcare:apexpro_telemetry_server_firmware:*:*:*:*:*:*:*:*
387 | GE Healthcare | CARESCAPE Telemetry Server | CVE-2020-6966 | Critical | NETWORK | LOW | NONE | NONE | CHANGED | HIGH | HIGH | HIGH | CWE-326 | cpe:2.3:o:gehealthcare:apexpro_telemetry_server_firmware:*:*:*:*:*:*:*:*
388 | GE Healthcare | CARESCAPE Telemetry Server | CVE-2020-6964 | Critical | NETWORK | LOW | NONE | NONE | CHANGED | NONE | HIGH | NONE | CWE-306 | cpe:2.3:o:gehealthcare:apexpro_telemetry_server_firmware:*:*:*:*:*:*:*:*
389 | GE Healthcare | CARESCAPE Telemetry Server | CVE-2020-6961 | Critical | NETWORK | LOW | NONE | NONE | CHANGED | HIGH | HIGH | HIGH | CWE-522 | cpe:2.3:h:gehealthcare:apexpro_telemetry_server:-:*:*:*:*:*:*:*
390 | GE Healthcare | ApexPro Telemetry Server | CVE-2020-6965 | Critical | NETWORK | LOW | LOW | NONE | CHANGED | HIGH | HIGH | HIGH | CWE-20 | cpe:2.3:o:gehealthcare:apexpro_telemetry_server_firmware:*:*:*:*:*:*:*:*
391 | GE Healthcare | ApexPro Telemetry Server | CVE-2020-6963 | Critical | NETWORK | LOW | NONE | NONE | CHANGED | HIGH | HIGH | HIGH | CWE-20 | cpe:2.3:h:gehealthcare:apexpro_telemetry_server:-:*:*:*:*:*:*:*
392 | GE Healthcare | ApexPro Telemetry Server | CVE-2020-6962 | Critical | NETWORK | LOW | NONE | NONE | CHANGED | HIGH | HIGH | HIGH | CWE-20 | cpe:2.3:o:gehealthcare:apexpro_telemetry_server_firmware:*:*:*:*:*:*:*:*
393 | GE Healthcare | ApexPro Telemetry Server | CVE-2020-6966 | Critical | NETWORK | LOW | NONE | NONE | CHANGED | HIGH | HIGH | HIGH | CWE-326 | cpe:2.3:o:gehealthcare:apexpro_telemetry_server_firmware:*:*:*:*:*:*:*:*
394 | GE Healthcare | ApexPro Telemetry Server | CVE-2020-6964 | Critical | NETWORK | LOW | NONE | NONE | CHANGED | NONE | HIGH | NONE | CWE-306 | cpe:2.3:o:gehealthcare:apexpro_telemetry_server_firmware:*:*:*:*:*:*:*:*
395 | GE Healthcare | ApexPro Telemetry Server | CVE-2020-6961 | Critical | NETWORK | LOW | NONE | NONE | CHANGED | HIGH | HIGH | HIGH | CWE-522 | cpe:2.3:h:gehealthcare:apexpro_telemetry_server:-:*:*:*:*:*:*:*
396 | GE Healthcare | CARESCAPE Central Station (CSCS) | CVE-2020-6965 | Critical | NETWORK | LOW | LOW | NONE | CHANGED | HIGH | HIGH | HIGH | CWE-20 | cpe:2.3:o:gehealthcare:apexpro_telemetry_server_firmware:*:*:*:*:*:*:*:*
397 | GE Healthcare | CARESCAPE Central Station (CSCS) | CVE-2020-6963 | Critical | NETWORK | LOW | NONE | NONE | CHANGED | HIGH | HIGH | HIGH | CWE-20 | cpe:2.3:h:gehealthcare:apexpro_telemetry_server:-:*:*:*:*:*:*:*
398 | GE Healthcare | CARESCAPE Central Station (CSCS) | CVE-2020-6962 | Critical | NETWORK | LOW | NONE | NONE | CHANGED | HIGH | HIGH | HIGH | CWE-20 | cpe:2.3:o:gehealthcare:apexpro_telemetry_server_firmware:*:*:*:*:*:*:*:*
399 | GE Healthcare | CARESCAPE Central Station (CSCS) | CVE-2020-6966 | Critical | NETWORK | LOW | NONE | NONE | CHANGED | HIGH | HIGH | HIGH | CWE-326 | cpe:2.3:o:gehealthcare:apexpro_telemetry_server_firmware:*:*:*:*:*:*:*:*
400 | GE Healthcare | CARESCAPE Central Station (CSCS) | CVE-2020-6964 | Critical | NETWORK | LOW | NONE | NONE | CHANGED | NONE | HIGH | NONE | CWE-306 | cpe:2.3:o:gehealthcare:apexpro_telemetry_server_firmware:*:*:*:*:*:*:*:*
401 | GE Healthcare | CARESCAPE Central Station (CSCS) | CVE-2020-6961 | Critical | NETWORK | LOW | NONE | NONE | CHANGED | HIGH | HIGH | HIGH | CWE-522 | cpe:2.3:h:gehealthcare:apexpro_telemetry_server:-:*:*:*:*:*:*:*
402 | GE Healthcare | Clinical Information Center (CIC) systems | CVE-2020-6965 | Critical | NETWORK | LOW | LOW | NONE | CHANGED | HIGH | HIGH | HIGH | CWE-20 | cpe:2.3:o:gehealthcare:apexpro_telemetry_server_firmware:*:*:*:*:*:*:*:*
403 | GE Healthcare | Clinical Information Center (CIC) systems | CVE-2020-6963 | Critical | NETWORK | LOW | NONE | NONE | CHANGED | HIGH | HIGH | HIGH | CWE-20 | cpe:2.3:h:gehealthcare:apexpro_telemetry_server:-:*:*:*:*:*:*:*
404 | GE Healthcare | Clinical Information Center (CIC) systems | CVE-2020-6962 | Critical | NETWORK | LOW | NONE | NONE | CHANGED | HIGH | HIGH | HIGH | CWE-20 | cpe:2.3:o:gehealthcare:apexpro_telemetry_server_firmware:*:*:*:*:*:*:*:*
405 | GE Healthcare | Clinical Information Center (CIC) systems | CVE-2020-6966 | Critical | NETWORK | LOW | NONE | NONE | CHANGED | HIGH | HIGH | HIGH | CWE-326 | cpe:2.3:o:gehealthcare:apexpro_telemetry_server_firmware:*:*:*:*:*:*:*:*
406 | GE Healthcare | Clinical Information Center (CIC) systems | CVE-2020-6964 | Critical | NETWORK | LOW | NONE | NONE | CHANGED | NONE | HIGH | NONE | CWE-306 | cpe:2.3:o:gehealthcare:apexpro_telemetry_server_firmware:*:*:*:*:*:*:*:*
407 | GE Healthcare | Clinical Information Center (CIC) systems | CVE-2020-6961 | Critical | NETWORK | LOW | NONE | NONE | CHANGED | HIGH | HIGH | HIGH | CWE-522 | cpe:2.3:h:gehealthcare:apexpro_telemetry_server:-:*:*:*:*:*:*:*
408 | GE Healthcare | CARESCAPE B450 | CVE-2020-6965 | Critical | NETWORK | LOW | LOW | NONE | CHANGED | HIGH | HIGH | HIGH | CWE-20 | cpe:2.3:o:gehealthcare:apexpro_telemetry_server_firmware:*:*:*:*:*:*:*:*
409 | GE Healthcare | CARESCAPE B450 | CVE-2020-6963 | Critical | NETWORK | LOW | NONE | NONE | CHANGED | HIGH | HIGH | HIGH | CWE-20 | cpe:2.3:h:gehealthcare:apexpro_telemetry_server:-:*:*:*:*:*:*:*
410 | GE Healthcare | CARESCAPE B450 | CVE-2020-6962 | Critical | NETWORK | LOW | NONE | NONE | CHANGED | HIGH | HIGH | HIGH | CWE-20 | cpe:2.3:o:gehealthcare:apexpro_telemetry_server_firmware:*:*:*:*:*:*:*:*
411 | GE Healthcare | CARESCAPE B450 | CVE-2020-6966 | Critical | NETWORK | LOW | NONE | NONE | CHANGED | HIGH | HIGH | HIGH | CWE-326 | cpe:2.3:o:gehealthcare:apexpro_telemetry_server_firmware:*:*:*:*:*:*:*:*
412 | GE Healthcare | CARESCAPE B450 | CVE-2020-6964 | Critical | NETWORK | LOW | NONE | NONE | CHANGED | NONE | HIGH | NONE | CWE-306 | cpe:2.3:o:gehealthcare:apexpro_telemetry_server_firmware:*:*:*:*:*:*:*:*
413 | GE Healthcare | CARESCAPE B450 | CVE-2020-6961 | Critical | NETWORK | LOW | NONE | NONE | CHANGED | HIGH | HIGH | HIGH | CWE-522 | cpe:2.3:h:gehealthcare:apexpro_telemetry_server:-:*:*:*:*:*:*:*
414 | GE Healthcare | B650 | CVE-2020-6965 | Critical | NETWORK | LOW | LOW | NONE | CHANGED | HIGH | HIGH | HIGH | CWE-20 | cpe:2.3:o:gehealthcare:apexpro_telemetry_server_firmware:*:*:*:*:*:*:*:*
415 | GE Healthcare | B650 | CVE-2020-6963 | Critical | NETWORK | LOW | NONE | NONE | CHANGED | HIGH | HIGH | HIGH | CWE-20 | cpe:2.3:h:gehealthcare:apexpro_telemetry_server:-:*:*:*:*:*:*:*
416 | GE Healthcare | B650 | CVE-2020-6962 | Critical | NETWORK | LOW | NONE | NONE | CHANGED | HIGH | HIGH | HIGH | CWE-20 | cpe:2.3:o:gehealthcare:apexpro_telemetry_server_firmware:*:*:*:*:*:*:*:*
417 | GE Healthcare | B650 | CVE-2020-6966 | Critical | NETWORK | LOW | NONE | NONE | CHANGED | HIGH | HIGH | HIGH | CWE-326 | cpe:2.3:o:gehealthcare:apexpro_telemetry_server_firmware:*:*:*:*:*:*:*:*
418 | GE Healthcare | B650 | CVE-2020-6964 | Critical | NETWORK | LOW | NONE | NONE | CHANGED | NONE | HIGH | NONE | CWE-306 | cpe:2.3:o:gehealthcare:apexpro_telemetry_server_firmware:*:*:*:*:*:*:*:*
419 | GE Healthcare | B650 | CVE-2020-6961 | Critical | NETWORK | LOW | NONE | NONE | CHANGED | HIGH | HIGH | HIGH | CWE-522 | cpe:2.3:h:gehealthcare:apexpro_telemetry_server:-:*:*:*:*:*:*:*
420 | GE Healthcare | B850 Monitors | CVE-2020-6965 | Critical | NETWORK | LOW | LOW | NONE | CHANGED | HIGH | HIGH | HIGH | CWE-20 | cpe:2.3:o:gehealthcare:apexpro_telemetry_server_firmware:*:*:*:*:*:*:*:*
421 | GE Healthcare | B850 Monitors | CVE-2020-6963 | Critical | NETWORK | LOW | NONE | NONE | CHANGED | HIGH | HIGH | HIGH | CWE-20 | cpe:2.3:h:gehealthcare:apexpro_telemetry_server:-:*:*:*:*:*:*:*
422 | GE Healthcare | B850 Monitors | CVE-2020-6962 | Critical | NETWORK | LOW | NONE | NONE | CHANGED | HIGH | HIGH | HIGH | CWE-20 | cpe:2.3:o:gehealthcare:apexpro_telemetry_server_firmware:*:*:*:*:*:*:*:*
423 | GE Healthcare | B850 Monitors | CVE-2020-6966 | Critical | NETWORK | LOW | NONE | NONE | CHANGED | HIGH | HIGH | HIGH | CWE-326 | cpe:2.3:o:gehealthcare:apexpro_telemetry_server_firmware:*:*:*:*:*:*:*:*
424 | GE Healthcare | B850 Monitors | CVE-2020-6964 | Critical | NETWORK | LOW | NONE | NONE | CHANGED | NONE | HIGH | NONE | CWE-306 | cpe:2.3:o:gehealthcare:apexpro_telemetry_server_firmware:*:*:*:*:*:*:*:*
425 | GE Healthcare | B850 Monitors | CVE-2020-6961 | Critical | NETWORK | LOW | NONE | NONE | CHANGED | HIGH | HIGH | HIGH | CWE-522 | cpe:2.3:h:gehealthcare:apexpro_telemetry_server:-:*:*:*:*:*:*:*
426 | ENEA | OSE by ENEA | CVE-2019-12259 | Critical | NETWORK | LOW | NONE | NONE | UNCHANGED | NONE | NONE | HIGH | CWE-476 | cpe:2.3:o:windriver:vxworks:*:*:*:*:*:*:*:*
427 | ENEA | OSE by ENEA | CVE-2019-12260 | Critical | NETWORK | LOW | NONE | NONE | UNCHANGED | HIGH | HIGH | HIGH | CWE-120 | cpe:2.3:o:windriver:vxworks:*:*:*:*:*:*:*:*
428 | ENEA | OSE by ENEA | CVE-2019-12256 | Critical | NETWORK | LOW | NONE | NONE | UNCHANGED | HIGH | HIGH | HIGH | CWE-120 | cpe:2.3:o:windriver:vxworks:*:*:*:*:*:*:*:*
429 | ENEA | OSE by ENEA | CVE-2019-12261 | Critical | NETWORK | LOW | NONE | NONE | UNCHANGED | HIGH | HIGH | HIGH | CWE-120 | cpe:2.3:o:windriver:vxworks:*:*:*:*:*:*:*:*
430 | ENEA | OSE by ENEA | CVE-2019-12258 | Critical | NETWORK | LOW | NONE | NONE | UNCHANGED | NONE | NONE | HIGH | CWE-384 | cpe:2.3:o:windriver:vxworks:*:*:*:*:*:*:*:*
431 | ENEA | OSE by ENEA | CVE-2019-12255 | Critical | NETWORK | LOW | NONE | NONE | UNCHANGED | HIGH | HIGH | HIGH | CWE-120 | cpe:2.3:o:windriver:vxworks:*:*:*:*:*:*:*:*
432 | ENEA | OSE by ENEA | CVE-2019-12264 | Critical | ADJACENT_NETWORK | LOW | NONE | NONE | UNCHANGED | NONE | LOW | HIGH | CWE-88 | cpe:2.3:o:windriver:vxworks:6.6:*:*:*:*:*:*:*
433 | ENEA | OSE by ENEA | CVE-2019-12263 | Critical | NETWORK | HIGH | NONE | NONE | UNCHANGED | HIGH | HIGH | HIGH | CWE-362 | cpe:2.3:o:windriver:vxworks:*:*:*:*:*:*:*:*
434 | ENEA | OSE by ENEA | CVE-2019-12265 | Critical | NETWORK | LOW | NONE | NONE | UNCHANGED | LOW | NONE | NONE | CWE-401 | cpe:2.3:o:windriver:vxworks:*:*:*:*:*:*:*:*
435 | ENEA | OSE by ENEA | CVE-2019-12257 | Critical | ADJACENT_NETWORK | LOW | NONE | NONE | UNCHANGED | HIGH | HIGH | HIGH | CWE-120 | cpe:2.3:o:windriver:vxworks:*:*:*:*:*:*:*:*
436 | Green Hills Software | INTEGRITY RTOS by Green Hills Software | CVE-2019-12259 | Critical | NETWORK | LOW | NONE | NONE | UNCHANGED | NONE | NONE | HIGH | CWE-476 | cpe:2.3:o:windriver:vxworks:*:*:*:*:*:*:*:*
437 | Green Hills Software | INTEGRITY RTOS by Green Hills Software | CVE-2019-12260 | Critical | NETWORK | LOW | NONE | NONE | UNCHANGED | HIGH | HIGH | HIGH | CWE-120 | cpe:2.3:o:windriver:vxworks:*:*:*:*:*:*:*:*
438 | Green Hills Software | INTEGRITY RTOS by Green Hills Software | CVE-2019-12256 | Critical | NETWORK | LOW | NONE | NONE | UNCHANGED | HIGH | HIGH | HIGH | CWE-120 | cpe:2.3:o:windriver:vxworks:*:*:*:*:*:*:*:*
439 | Green Hills Software | INTEGRITY RTOS by Green Hills Software | CVE-2019-12261 | Critical | NETWORK | LOW | NONE | NONE | UNCHANGED | HIGH | HIGH | HIGH | CWE-120 | cpe:2.3:o:windriver:vxworks:*:*:*:*:*:*:*:*
440 | Green Hills Software | INTEGRITY RTOS by Green Hills Software | CVE-2019-12258 | Critical | NETWORK | LOW | NONE | NONE | UNCHANGED | NONE | NONE | HIGH | CWE-384 | cpe:2.3:o:windriver:vxworks:*:*:*:*:*:*:*:*
441 | Green Hills Software | INTEGRITY RTOS by Green Hills Software | CVE-2019-12255 | Critical | NETWORK | LOW | NONE | NONE | UNCHANGED | HIGH | HIGH | HIGH | CWE-120 | cpe:2.3:o:windriver:vxworks:*:*:*:*:*:*:*:*
442 | Green Hills Software | INTEGRITY RTOS by Green Hills Software | CVE-2019-12264 | Critical | ADJACENT_NETWORK | LOW | NONE | NONE | UNCHANGED | NONE | LOW | HIGH | CWE-88 | cpe:2.3:o:windriver:vxworks:6.6:*:*:*:*:*:*:*
443 | Green Hills Software | INTEGRITY RTOS by Green Hills Software | CVE-2019-12263 | Critical | NETWORK | HIGH | NONE | NONE | UNCHANGED | HIGH | HIGH | HIGH | CWE-362 | cpe:2.3:o:windriver:vxworks:*:*:*:*:*:*:*:*
444 | Green Hills Software | INTEGRITY RTOS by Green Hills Software | CVE-2019-12265 | Critical | NETWORK | LOW | NONE | NONE | UNCHANGED | LOW | NONE | NONE | CWE-401 | cpe:2.3:o:windriver:vxworks:*:*:*:*:*:*:*:*
445 | Green Hills Software | INTEGRITY RTOS by Green Hills Software | CVE-2019-12257 | Critical | ADJACENT_NETWORK | LOW | NONE | NONE | UNCHANGED | HIGH | HIGH | HIGH | CWE-120 | cpe:2.3:o:windriver:vxworks:*:*:*:*:*:*:*:*
446 | ITRON | ITRON | CVE-2019-12259 | Critical | NETWORK | LOW | NONE | NONE | UNCHANGED | NONE | NONE | HIGH | CWE-476 | cpe:2.3:o:windriver:vxworks:*:*:*:*:*:*:*:*
447 | ITRON | ITRON | CVE-2019-12260 | Critical | NETWORK | LOW | NONE | NONE | UNCHANGED | HIGH | HIGH | HIGH | CWE-120 | cpe:2.3:o:windriver:vxworks:*:*:*:*:*:*:*:*
448 | ITRON | ITRON | CVE-2019-12256 | Critical | NETWORK | LOW | NONE | NONE | UNCHANGED | HIGH | HIGH | HIGH | CWE-120 | cpe:2.3:o:windriver:vxworks:*:*:*:*:*:*:*:*
449 | ITRON | ITRON | CVE-2019-12261 | Critical | NETWORK | LOW | NONE | NONE | UNCHANGED | HIGH | HIGH | HIGH | CWE-120 | cpe:2.3:o:windriver:vxworks:*:*:*:*:*:*:*:*
450 | ITRON | ITRON | CVE-2019-12258 | Critical | NETWORK | LOW | NONE | NONE | UNCHANGED | NONE | NONE | HIGH | CWE-384 | cpe:2.3:o:windriver:vxworks:*:*:*:*:*:*:*:*
451 | ITRON | ITRON | CVE-2019-12255 | Critical | NETWORK | LOW | NONE | NONE | UNCHANGED | HIGH | HIGH | HIGH | CWE-120 | cpe:2.3:o:windriver:vxworks:*:*:*:*:*:*:*:*
452 | ITRON | ITRON | CVE-2019-12264 | Critical | ADJACENT_NETWORK | LOW | NONE | NONE | UNCHANGED | NONE | LOW | HIGH | CWE-88 | cpe:2.3:o:windriver:vxworks:6.6:*:*:*:*:*:*:*
453 | ITRON | ITRON | CVE-2019-12263 | Critical | NETWORK | HIGH | NONE | NONE | UNCHANGED | HIGH | HIGH | HIGH | CWE-362 | cpe:2.3:o:windriver:vxworks:*:*:*:*:*:*:*:*
454 | ITRON | ITRON | CVE-2019-12265 | Critical | NETWORK | LOW | NONE | NONE | UNCHANGED | LOW | NONE | NONE | CWE-401 | cpe:2.3:o:windriver:vxworks:*:*:*:*:*:*:*:*
455 | ITRON | ITRON | CVE-2019-12257 | Critical | ADJACENT_NETWORK | LOW | NONE | NONE | UNCHANGED | HIGH | HIGH | HIGH | CWE-120 | cpe:2.3:o:windriver:vxworks:*:*:*:*:*:*:*:*
456 | IP Infusion | ZebOS by IP Infusion | CVE-2019-12259 | Critical | NETWORK | LOW | NONE | NONE | UNCHANGED | NONE | NONE | HIGH | CWE-476 | cpe:2.3:o:windriver:vxworks:*:*:*:*:*:*:*:*
457 | IP Infusion | ZebOS by IP Infusion | CVE-2019-12260 | Critical | NETWORK | LOW | NONE | NONE | UNCHANGED | HIGH | HIGH | HIGH | CWE-120 | cpe:2.3:o:windriver:vxworks:*:*:*:*:*:*:*:*
458 | IP Infusion | ZebOS by IP Infusion | CVE-2019-12256 | Critical | NETWORK | LOW | NONE | NONE | UNCHANGED | HIGH | HIGH | HIGH | CWE-120 | cpe:2.3:o:windriver:vxworks:*:*:*:*:*:*:*:*
459 | IP Infusion | ZebOS by IP Infusion | CVE-2019-12261 | Critical | NETWORK | LOW | NONE | NONE | UNCHANGED | HIGH | HIGH | HIGH | CWE-120 | cpe:2.3:o:windriver:vxworks:*:*:*:*:*:*:*:*
460 | IP Infusion | ZebOS by IP Infusion | CVE-2019-12258 | Critical | NETWORK | LOW | NONE | NONE | UNCHANGED | NONE | NONE | HIGH | CWE-384 | cpe:2.3:o:windriver:vxworks:*:*:*:*:*:*:*:*
461 | IP Infusion | ZebOS by IP Infusion | CVE-2019-12255 | Critical | NETWORK | LOW | NONE | NONE | UNCHANGED | HIGH | HIGH | HIGH | CWE-120 | cpe:2.3:o:windriver:vxworks:*:*:*:*:*:*:*:*
462 | IP Infusion | ZebOS by IP Infusion | CVE-2019-12264 | Critical | ADJACENT_NETWORK | LOW | NONE | NONE | UNCHANGED | NONE | LOW | HIGH | CWE-88 | cpe:2.3:o:windriver:vxworks:6.6:*:*:*:*:*:*:*
463 | IP Infusion | ZebOS by IP Infusion | CVE-2019-12263 | Critical | NETWORK | HIGH | NONE | NONE | UNCHANGED | HIGH | HIGH | HIGH | CWE-362 | cpe:2.3:o:windriver:vxworks:*:*:*:*:*:*:*:*
464 | IP Infusion | ZebOS by IP Infusion | CVE-2019-12265 | Critical | NETWORK | LOW | NONE | NONE | UNCHANGED | LOW | NONE | NONE | CWE-401 | cpe:2.3:o:windriver:vxworks:*:*:*:*:*:*:*:*
465 | IP Infusion | ZebOS by IP Infusion | CVE-2019-12257 | Critical | ADJACENT_NETWORK | LOW | NONE | NONE | UNCHANGED | HIGH | HIGH | HIGH | CWE-120 | cpe:2.3:o:windriver:vxworks:*:*:*:*:*:*:*:*
466 | Wind River | VxWorks by Wind River | CVE-2019-12259 | Critical | NETWORK | LOW | NONE | NONE | UNCHANGED | NONE | NONE | HIGH | CWE-476 | cpe:2.3:o:windriver:vxworks:*:*:*:*:*:*:*:*
467 | Wind River | VxWorks by Wind River | CVE-2019-12260 | Critical | NETWORK | LOW | NONE | NONE | UNCHANGED | HIGH | HIGH | HIGH | CWE-120 | cpe:2.3:o:windriver:vxworks:*:*:*:*:*:*:*:*
468 | Wind River | VxWorks by Wind River | CVE-2019-12256 | Critical | NETWORK | LOW | NONE | NONE | UNCHANGED | HIGH | HIGH | HIGH | CWE-120 | cpe:2.3:o:windriver:vxworks:*:*:*:*:*:*:*:*
469 | Wind River | VxWorks by Wind River | CVE-2019-12261 | Critical | NETWORK | LOW | NONE | NONE | UNCHANGED | HIGH | HIGH | HIGH | CWE-120 | cpe:2.3:o:windriver:vxworks:*:*:*:*:*:*:*:*
470 | Wind River | VxWorks by Wind River | CVE-2019-12258 | Critical | NETWORK | LOW | NONE | NONE | UNCHANGED | NONE | NONE | HIGH | CWE-384 | cpe:2.3:o:windriver:vxworks:*:*:*:*:*:*:*:*
471 | Wind River | VxWorks by Wind River | CVE-2019-12255 | Critical | NETWORK | LOW | NONE | NONE | UNCHANGED | HIGH | HIGH | HIGH | CWE-120 | cpe:2.3:o:windriver:vxworks:*:*:*:*:*:*:*:*
472 | Wind River | VxWorks by Wind River | CVE-2019-12264 | Critical | ADJACENT_NETWORK | LOW | NONE | NONE | UNCHANGED | NONE | LOW | HIGH | CWE-88 | cpe:2.3:o:windriver:vxworks:6.6:*:*:*:*:*:*:*
473 | Wind River | VxWorks by Wind River | CVE-2019-12263 | Critical | NETWORK | HIGH | NONE | NONE | UNCHANGED | HIGH | HIGH | HIGH | CWE-362 | cpe:2.3:o:windriver:vxworks:*:*:*:*:*:*:*:*
474 | Wind River | VxWorks by Wind River | CVE-2019-12265 | Critical | NETWORK | LOW | NONE | NONE | UNCHANGED | LOW | NONE | NONE | CWE-401 | cpe:2.3:o:windriver:vxworks:*:*:*:*:*:*:*:*
475 | Wind River | VxWorks by Wind River | CVE-2019-12257 | Critical | ADJACENT_NETWORK | LOW | NONE | NONE | UNCHANGED | HIGH | HIGH | HIGH | CWE-120 | cpe:2.3:o:windriver:vxworks:*:*:*:*:*:*:*:*
476 | Philips | Veradius Unity | CVE-2019-18263 | Medium | ADJACENT_NETWORK | LOW | NONE | NONE | UNCHANGED | NONE | NONE | HIGH | CWE-326 | cpe:2.3:o:philips:veradius_unity_firmware:-:*:*:*:*:*:*:*
477 | Philips | Pulsera | CVE-2019-18263 | Medium | ADJACENT_NETWORK | LOW | NONE | NONE | UNCHANGED | NONE | NONE | HIGH | CWE-326 | cpe:2.3:o:philips:veradius_unity_firmware:-:*:*:*:*:*:*:*
478 | Philips | Endura Dual WAN Router | CVE-2019-18263 | Medium | ADJACENT_NETWORK | LOW | NONE | NONE | UNCHANGED | NONE | NONE | HIGH | CWE-326 | cpe:2.3:o:philips:veradius_unity_firmware:-:*:*:*:*:*:*:*
479 | Philips | IntelliBridge EC40 | CVE-2019-18241 | Medium | ADJACENT_NETWORK | LOW | NONE | NONE | UNCHANGED | HIGH | NONE | NONE | CWE-326 | cpe:2.3:o:philips:intellibridge_ec40_firmware:*:*:*:*:*:*:*:*
480 | Philips | EC80 | CVE-2019-18241 | Medium | ADJACENT_NETWORK | LOW | NONE | NONE | UNCHANGED | HIGH | NONE | NONE | CWE-326 | cpe:2.3:o:philips:intellibridge_ec40_firmware:*:*:*:*:*:*:*:*
481 | Medtronic | Valleylab FT10 | CVE-2019-3464 | Critical | NETWORK | LOW | NONE | NONE | UNCHANGED | HIGH | HIGH | HIGH | CWE-665 | cpe:2.3:a:pizzashack:rssh:2.3.4:*:*:*:*:*:*:*
482 | Medtronic | Valleylab FT10 | CVE-2019-13539 | Critical | LOCAL | LOW | LOW | NONE | UNCHANGED | HIGH | HIGH | HIGH | CWE-326 | cpe:2.3:a:medtronic:valleylab_exchange_client:*:*:*:*:*:*:*:*
483 | Medtronic | Valleylab FT10 | CVE-2019-13543 | Critical | NETWORK | LOW | NONE | NONE | UNCHANGED | HIGH | NONE | NONE | CWE-798 | cpe:2.3:a:medtronic:valleylab_exchange_client:*:*:*:*:*:*:*:*
484 | Medtronic | Valleylab FT10 | CVE-2019-3463 | Critical | NETWORK | LOW | NONE | NONE | UNCHANGED | HIGH | HIGH | HIGH | CWE-88 | cpe:2.3:a:pizzashack:rssh:2.3.4:*:*:*:*:*:*:*
485 | Medtronic | Valleylab FX8 | CVE-2019-3464 | Critical | NETWORK | LOW | NONE | NONE | UNCHANGED | HIGH | HIGH | HIGH | CWE-665 | cpe:2.3:a:pizzashack:rssh:2.3.4:*:*:*:*:*:*:*
486 | Medtronic | Valleylab FX8 | CVE-2019-13539 | Critical | LOCAL | LOW | LOW | NONE | UNCHANGED | HIGH | HIGH | HIGH | CWE-326 | cpe:2.3:a:medtronic:valleylab_exchange_client:*:*:*:*:*:*:*:*
487 | Medtronic | Valleylab FX8 | CVE-2019-13543 | Critical | NETWORK | LOW | NONE | NONE | UNCHANGED | HIGH | NONE | NONE | CWE-798 | cpe:2.3:a:medtronic:valleylab_exchange_client:*:*:*:*:*:*:*:*
488 | Medtronic | Valleylab FX8 | CVE-2019-3463 | Critical | NETWORK | LOW | NONE | NONE | UNCHANGED | HIGH | HIGH | HIGH | CWE-88 | cpe:2.3:a:pizzashack:rssh:2.3.4:*:*:*:*:*:*:*
489 | Medtronic | Valleylab FT10 | CVE-2019-13535 | Medium | PHYSICAL | LOW | NONE | NONE | UNCHANGED | HIGH | NONE | NONE | CWE-732 | cpe:2.3:o:medtronic:valleylab_ft10_energy_platform_firmware:2.0.3:*:*:*:*:*:*:*
490 | Medtronic | Valleylab LS10 | CVE-2019-13535 | Medium | PHYSICAL | LOW | NONE | NONE | UNCHANGED | HIGH | NONE | NONE | CWE-732 | cpe:2.3:o:medtronic:valleylab_ft10_energy_platform_firmware:2.0.3:*:*:*:*:*:*:*
491 | Philips | Tasy EMR | CVE-2019-6562 | Medium | NETWORK | LOW | LOW | REQUIRED | CHANGED | LOW | LOW | NONE | CWE-79 | cpe:2.3:a:philips:tasy_emr:*:*:*:*:*:*:*:*
492 | Philips | Tasy EMR | CVE-2019-13557 | Medium | NETWORK | LOW | NONE | NONE | UNCHANGED | LOW | NONE | NONE | CWE-200 | cpe:2.3:a:philips:tasy_emr:*:*:*:*:*:*:*:*
493 | Philips | IntelliSpace Perinatal | CVE-2019-13546 | Medium | PHYSICAL | LOW | NONE | NONE | UNCHANGED | HIGH | HIGH | HIGH | CWE-668 | cpe:2.3:a:philips:intellispace_perinatal:*:*:*:*:*:*:*:*
494 | Philips | Brilliance CT Scanners | CVE-2018-8857 | High | LOCAL | LOW | LOW | NONE | UNCHANGED | HIGH | HIGH | HIGH | CWE-798 | cpe:2.3:o:philips:brilliance_firmware_64:*:*:*:*:*:*:*:*
495 | Philips | Brilliance CT Scanners | CVE-2018-8853 | High | LOCAL | LOW | LOW | NONE | CHANGED | HIGH | HIGH | HIGH | CWE-269 | cpe:2.3:o:philips:brilliance_firmware_64:*:*:*:*:*:*:*:*
496 | Philips | MX8000 Dual EXP | CVE-2018-8857 | High | LOCAL | LOW | LOW | NONE | UNCHANGED | HIGH | HIGH | HIGH | CWE-798 | cpe:2.3:o:philips:brilliance_firmware_64:*:*:*:*:*:*:*:*
497 | Philips | MX8000 Dual EXP | CVE-2018-8853 | High | LOCAL | LOW | LOW | NONE | CHANGED | HIGH | HIGH | HIGH | CWE-269 | cpe:2.3:o:philips:brilliance_firmware_64:*:*:*:*:*:*:*:*
498 | Philips | IntelliVue M3002A X2 MMS Transport Monitor/Module | CVE-2019-13530 | Medium | NETWORK | LOW | HIGH | NONE | UNCHANGED | HIGH | HIGH | HIGH | CWE-798 | cpe:2.3:o:philips:intellivue_mp_monitors_mp20-mp90_firmware:a.03.09:*:*:*:*:*:*:*
499 | Philips | IntelliVue M3002A X2 MMS Transport Monitor/Module | CVE-2019-13534 | Medium | NETWORK | LOW | HIGH | NONE | UNCHANGED | HIGH | HIGH | HIGH | CWE-494 | cpe:2.3:o:philips:intellivue_mp_monitors_mp20-mp90_firmware:a.03.09:*:*:*:*:*:*:*
500 | Philips | IntelliVue MP monitors (MP2/X2 | CVE-2019-13530 | Medium | NETWORK | LOW | HIGH | NONE | UNCHANGED | HIGH | HIGH | HIGH | CWE-798 | cpe:2.3:o:philips:intellivue_mp_monitors_mp20-mp90_firmware:a.03.09:*:*:*:*:*:*:*
501 | Philips | IntelliVue MP monitors (MP2/X2 | CVE-2019-13534 | Medium | NETWORK | LOW | HIGH | NONE | UNCHANGED | HIGH | HIGH | HIGH | CWE-494 | cpe:2.3:o:philips:intellivue_mp_monitors_mp20-mp90_firmware:a.03.09:*:*:*:*:*:*:*
502 | Philips | MP5 | CVE-2019-13530 | Medium | NETWORK | LOW | HIGH | NONE | UNCHANGED | HIGH | HIGH | HIGH | CWE-798 | cpe:2.3:o:philips:intellivue_mp_monitors_mp20-mp90_firmware:a.03.09:*:*:*:*:*:*:*
503 | Philips | MP5 | CVE-2019-13534 | Medium | NETWORK | LOW | HIGH | NONE | UNCHANGED | HIGH | HIGH | HIGH | CWE-494 | cpe:2.3:o:philips:intellivue_mp_monitors_mp20-mp90_firmware:a.03.09:*:*:*:*:*:*:*
504 | Philips | MP20-MP90 | CVE-2019-13530 | Medium | NETWORK | LOW | HIGH | NONE | UNCHANGED | HIGH | HIGH | HIGH | CWE-798 | cpe:2.3:o:philips:intellivue_mp_monitors_mp20-mp90_firmware:a.03.09:*:*:*:*:*:*:*
505 | Philips | MP20-MP90 | CVE-2019-13534 | Medium | NETWORK | LOW | HIGH | NONE | UNCHANGED | HIGH | HIGH | HIGH | CWE-494 | cpe:2.3:o:philips:intellivue_mp_monitors_mp20-mp90_firmware:a.03.09:*:*:*:*:*:*:*
506 | Philips | MX600 | CVE-2019-13530 | Medium | NETWORK | LOW | HIGH | NONE | UNCHANGED | HIGH | HIGH | HIGH | CWE-798 | cpe:2.3:o:philips:intellivue_mp_monitors_mp20-mp90_firmware:a.03.09:*:*:*:*:*:*:*
507 | Philips | MX600 | CVE-2019-13534 | Medium | NETWORK | LOW | HIGH | NONE | UNCHANGED | HIGH | HIGH | HIGH | CWE-494 | cpe:2.3:o:philips:intellivue_mp_monitors_mp20-mp90_firmware:a.03.09:*:*:*:*:*:*:*
508 | Philips | MX700 | CVE-2019-13530 | Medium | NETWORK | LOW | HIGH | NONE | UNCHANGED | HIGH | HIGH | HIGH | CWE-798 | cpe:2.3:o:philips:intellivue_mp_monitors_mp20-mp90_firmware:a.03.09:*:*:*:*:*:*:*
509 | Philips | MX700 | CVE-2019-13534 | Medium | NETWORK | LOW | HIGH | NONE | UNCHANGED | HIGH | HIGH | HIGH | CWE-494 | cpe:2.3:o:philips:intellivue_mp_monitors_mp20-mp90_firmware:a.03.09:*:*:*:*:*:*:*
510 | Philips | MX800) | CVE-2019-13530 | Medium | NETWORK | LOW | HIGH | NONE | UNCHANGED | HIGH | HIGH | HIGH | CWE-798 | cpe:2.3:o:philips:intellivue_mp_monitors_mp20-mp90_firmware:a.03.09:*:*:*:*:*:*:*
511 | Philips | MX800) | CVE-2019-13534 | Medium | NETWORK | LOW | HIGH | NONE | UNCHANGED | HIGH | HIGH | HIGH | CWE-494 | cpe:2.3:o:philips:intellivue_mp_monitors_mp20-mp90_firmware:a.03.09:*:*:*:*:*:*:*
512 | Becton, Dickinson and Company (BD) | Pyxis | CVE-2019-13517 | High | NETWORK | LOW | LOW | NONE | UNCHANGED | HIGH | HIGH | HIGH | CWE-384 | cpe:2.3:a:bd:pyxis_enterprise_server:*:*:*:*:*:*:*:*
513 | Change Healthcare | Change Healthcare Cardiology | CVE-2018-18630 | High | LOCAL | LOW | LOW | NONE | UNCHANGED | HIGH | HIGH | HIGH | CWE-732 | cpe:2.3:h:mckesson:horizon_cardiology:-:*:*:*:*:*:*:*
514 | Change Healthcare | Horizon Cardiology | CVE-2018-18630 | High | LOCAL | LOW | LOW | NONE | UNCHANGED | HIGH | HIGH | HIGH | CWE-732 | cpe:2.3:h:mckesson:horizon_cardiology:-:*:*:*:*:*:*:*
515 | Change Healthcare | McKesson Cardiology | CVE-2018-18630 | High | LOCAL | LOW | LOW | NONE | UNCHANGED | HIGH | HIGH | HIGH | CWE-732 | cpe:2.3:h:mckesson:horizon_cardiology:-:*:*:*:*:*:*:*
516 | GE Healthcare | Aestiva | CVE-2019-10966 | Medium | NETWORK | LOW | NONE | NONE | UNCHANGED | NONE | LOW | NONE | CWE-287 | cpe:2.3:o:ge:aestiva_7100_firmware:-:*:*:*:*:*:*:*
517 | GE Healthcare | Aespire Anesthesia | CVE-2019-10966 | Medium | NETWORK | LOW | NONE | NONE | UNCHANGED | NONE | LOW | NONE | CWE-287 | cpe:2.3:o:ge:aestiva_7100_firmware:-:*:*:*:*:*:*:*
518 | Medtronic | MiniMed 508 | CVE-2019-10964 | High | ADJACENT_NETWORK | LOW | NONE | NONE | UNCHANGED | HIGH | HIGH | HIGH | CWE-287 | cpe:2.3:o:medtronic:minimed_508_firmware:*:*:*:*:*:*:*:*
519 | Medtronic | Paradigm Series Insulin Pumps | CVE-2019-10964 | High | ADJACENT_NETWORK | LOW | NONE | NONE | UNCHANGED | HIGH | HIGH | HIGH | CWE-287 | cpe:2.3:o:medtronic:minimed_508_firmware:*:*:*:*:*:*:*:*
520 | Becton, Dickinson and Company (BD) | Alaris Gateway Workstation | CVE-2019-10959 | Critical | NETWORK | LOW | NONE | NONE | CHANGED | HIGH | HIGH | HIGH | CWE-434 | cpe:2.3:o:bd:alaris_gateway_workstation_firmware:1.1.3:10:*:*:*:*:*:*
521 | Fujifilm | FCR Capsula X/Carbon X | CVE-2019-10948 | Critical | NETWORK | LOW | NONE | NONE | UNCHANGED | NONE | NONE | HIGH | CWE-400 | cpe:2.3:o:fujifilm:cr-ir_357_fcr_carbon_x_firmware:-:*:*:*:*:*:*:*
522 | Fujifilm | FCR Capsula X/Carbon X | CVE-2019-10950 | Critical | NETWORK | LOW | NONE | NONE | UNCHANGED | HIGH | HIGH | HIGH | CWE-306 | cpe:2.3:o:fujifilm:cr-ir_357_fcr_carbon_x_firmware:-:*:*:*:*:*:*:*
523 | Stryker | Secure II MedSurg Bed | CVE-2017-13078 | Medium | ADJACENT_NETWORK | HIGH | NONE | NONE | UNCHANGED | NONE | HIGH | NONE | CWE-330 | cpe:2.3:o:canonical:ubuntu_linux:14.04:*:*:*:lts:*:*:*
524 | Stryker | Secure II MedSurg Bed | CVE-2017-13081 | Medium | ADJACENT_NETWORK | HIGH | NONE | NONE | UNCHANGED | NONE | HIGH | NONE | CWE-330 | cpe:2.3:o:canonical:ubuntu_linux:14.04:*:*:*:lts:*:*:*
525 | Stryker | Secure II MedSurg Bed | CVE-2017-13079 | Medium | ADJACENT_NETWORK | HIGH | NONE | NONE | UNCHANGED | NONE | HIGH | NONE | CWE-330 | cpe:2.3:o:canonical:ubuntu_linux:14.04:*:*:*:lts:*:*:*
526 | Stryker | Secure II MedSurg Bed | CVE-2017-13087 | Medium | ADJACENT_NETWORK | HIGH | NONE | NONE | UNCHANGED | NONE | HIGH | NONE | CWE-330 | cpe:2.3:o:canonical:ubuntu_linux:14.04:*:*:*:lts:*:*:*
527 | Stryker | Secure II MedSurg Bed | CVE-2017-13086 | Medium | ADJACENT_NETWORK | HIGH | NONE | NONE | UNCHANGED | HIGH | HIGH | NONE | CWE-330 | cpe:2.3:o:canonical:ubuntu_linux:14.04:*:*:*:lts:*:*:*
528 | Stryker | Secure II MedSurg Bed | CVE-2017-13080 | Medium | ADJACENT_NETWORK | HIGH | NONE | NONE | UNCHANGED | NONE | HIGH | NONE | CWE-330 | cpe:2.3:o:canonical:ubuntu_linux:14.04:*:*:*:lts:*:*:*
529 | Stryker | Secure II MedSurg Bed | CVE-2017-13088 | Medium | ADJACENT_NETWORK | HIGH | NONE | NONE | UNCHANGED | NONE | HIGH | NONE | CWE-330 | cpe:2.3:o:canonical:ubuntu_linux:14.04:*:*:*:lts:*:*:*
530 | Stryker | Secure II MedSurg Bed | CVE-2017-13082 | Medium | ADJACENT_NETWORK | LOW | NONE | NONE | UNCHANGED | HIGH | HIGH | NONE | CWE-330 | cpe:2.3:o:canonical:ubuntu_linux:14.04:*:*:*:lts:*:*:*
531 | Stryker | Secure II MedSurg Bed | CVE-2017-13077 | Medium | ADJACENT_NETWORK | HIGH | NONE | NONE | UNCHANGED | HIGH | HIGH | NONE | CWE-330 | cpe:2.3:o:canonical:ubuntu_linux:14.04:*:*:*:lts:*:*:*
532 | Stryker | S3 MedSurg Bed | CVE-2017-13078 | Medium | ADJACENT_NETWORK | HIGH | NONE | NONE | UNCHANGED | NONE | HIGH | NONE | CWE-330 | cpe:2.3:o:canonical:ubuntu_linux:14.04:*:*:*:lts:*:*:*
533 | Stryker | S3 MedSurg Bed | CVE-2017-13081 | Medium | ADJACENT_NETWORK | HIGH | NONE | NONE | UNCHANGED | NONE | HIGH | NONE | CWE-330 | cpe:2.3:o:canonical:ubuntu_linux:14.04:*:*:*:lts:*:*:*
534 | Stryker | S3 MedSurg Bed | CVE-2017-13079 | Medium | ADJACENT_NETWORK | HIGH | NONE | NONE | UNCHANGED | NONE | HIGH | NONE | CWE-330 | cpe:2.3:o:canonical:ubuntu_linux:14.04:*:*:*:lts:*:*:*
535 | Stryker | S3 MedSurg Bed | CVE-2017-13087 | Medium | ADJACENT_NETWORK | HIGH | NONE | NONE | UNCHANGED | NONE | HIGH | NONE | CWE-330 | cpe:2.3:o:canonical:ubuntu_linux:14.04:*:*:*:lts:*:*:*
536 | Stryker | S3 MedSurg Bed | CVE-2017-13086 | Medium | ADJACENT_NETWORK | HIGH | NONE | NONE | UNCHANGED | HIGH | HIGH | NONE | CWE-330 | cpe:2.3:o:canonical:ubuntu_linux:14.04:*:*:*:lts:*:*:*
537 | Stryker | S3 MedSurg Bed | CVE-2017-13080 | Medium | ADJACENT_NETWORK | HIGH | NONE | NONE | UNCHANGED | NONE | HIGH | NONE | CWE-330 | cpe:2.3:o:canonical:ubuntu_linux:14.04:*:*:*:lts:*:*:*
538 | Stryker | S3 MedSurg Bed | CVE-2017-13088 | Medium | ADJACENT_NETWORK | HIGH | NONE | NONE | UNCHANGED | NONE | HIGH | NONE | CWE-330 | cpe:2.3:o:canonical:ubuntu_linux:14.04:*:*:*:lts:*:*:*
539 | Stryker | S3 MedSurg Bed | CVE-2017-13082 | Medium | ADJACENT_NETWORK | LOW | NONE | NONE | UNCHANGED | HIGH | HIGH | NONE | CWE-330 | cpe:2.3:o:canonical:ubuntu_linux:14.04:*:*:*:lts:*:*:*
540 | Stryker | S3 MedSurg Bed | CVE-2017-13077 | Medium | ADJACENT_NETWORK | HIGH | NONE | NONE | UNCHANGED | HIGH | HIGH | NONE | CWE-330 | cpe:2.3:o:canonical:ubuntu_linux:14.04:*:*:*:lts:*:*:*
541 | Stryker | InTouch ICU Bed | CVE-2017-13078 | Medium | ADJACENT_NETWORK | HIGH | NONE | NONE | UNCHANGED | NONE | HIGH | NONE | CWE-330 | cpe:2.3:o:canonical:ubuntu_linux:14.04:*:*:*:lts:*:*:*
542 | Stryker | InTouch ICU Bed | CVE-2017-13081 | Medium | ADJACENT_NETWORK | HIGH | NONE | NONE | UNCHANGED | NONE | HIGH | NONE | CWE-330 | cpe:2.3:o:canonical:ubuntu_linux:14.04:*:*:*:lts:*:*:*
543 | Stryker | InTouch ICU Bed | CVE-2017-13079 | Medium | ADJACENT_NETWORK | HIGH | NONE | NONE | UNCHANGED | NONE | HIGH | NONE | CWE-330 | cpe:2.3:o:canonical:ubuntu_linux:14.04:*:*:*:lts:*:*:*
544 | Stryker | InTouch ICU Bed | CVE-2017-13087 | Medium | ADJACENT_NETWORK | HIGH | NONE | NONE | UNCHANGED | NONE | HIGH | NONE | CWE-330 | cpe:2.3:o:canonical:ubuntu_linux:14.04:*:*:*:lts:*:*:*
545 | Stryker | InTouch ICU Bed | CVE-2017-13086 | Medium | ADJACENT_NETWORK | HIGH | NONE | NONE | UNCHANGED | HIGH | HIGH | NONE | CWE-330 | cpe:2.3:o:canonical:ubuntu_linux:14.04:*:*:*:lts:*:*:*
546 | Stryker | InTouch ICU Bed | CVE-2017-13080 | Medium | ADJACENT_NETWORK | HIGH | NONE | NONE | UNCHANGED | NONE | HIGH | NONE | CWE-330 | cpe:2.3:o:canonical:ubuntu_linux:14.04:*:*:*:lts:*:*:*
547 | Stryker | InTouch ICU Bed | CVE-2017-13088 | Medium | ADJACENT_NETWORK | HIGH | NONE | NONE | UNCHANGED | NONE | HIGH | NONE | CWE-330 | cpe:2.3:o:canonical:ubuntu_linux:14.04:*:*:*:lts:*:*:*
548 | Stryker | InTouch ICU Bed | CVE-2017-13082 | Medium | ADJACENT_NETWORK | LOW | NONE | NONE | UNCHANGED | HIGH | HIGH | NONE | CWE-330 | cpe:2.3:o:canonical:ubuntu_linux:14.04:*:*:*:lts:*:*:*
549 | Stryker | InTouch ICU Bed | CVE-2017-13077 | Medium | ADJACENT_NETWORK | HIGH | NONE | NONE | UNCHANGED | HIGH | HIGH | NONE | CWE-330 | cpe:2.3:o:canonical:ubuntu_linux:14.04:*:*:*:lts:*:*:*
550 | Dräger | Infinity Delta | CVE-2018-19014 | High | ADJACENT_NETWORK | LOW | NONE | NONE | UNCHANGED | HIGH | NONE | NONE | CWE-532 | cpe:2.3:o:draeger:kappa_firmware:*:*:*:*:*:*:*:*
551 | Dräger | Infinity Delta | CVE-2018-19010 | High | ADJACENT_NETWORK | LOW | NONE | NONE | UNCHANGED | NONE | NONE | HIGH | CWE-20 | cpe:2.3:o:draeger:kappa_firmware:*:*:*:*:*:*:*:*
552 | Medtronic | 9790 CareLink Programmer | CVE-2018-18984 | Medium | PHYSICAL | LOW | NONE | NONE | UNCHANGED | HIGH | NONE | NONE | CWE-312 | cpe:2.3:o:medtronic:carelink_2090_programmer_firmware:*:*:*:*:*:*:*:*
553 | Medtronic | 2090 CareLink Programmer | CVE-2018-18984 | Medium | PHYSICAL | LOW | NONE | NONE | UNCHANGED | HIGH | NONE | NONE | CWE-312 | cpe:2.3:o:medtronic:carelink_2090_programmer_firmware:*:*:*:*:*:*:*:*
554 | Medtronic | 29901 Encore Programmer | CVE-2018-18984 | Medium | PHYSICAL | LOW | NONE | NONE | UNCHANGED | HIGH | NONE | NONE | CWE-312 | cpe:2.3:o:medtronic:carelink_2090_programmer_firmware:*:*:*:*:*:*:*:*
555 | Philips | Philips HealthSuite Health Android App | CVE-2018-19001 | Low | PHYSICAL | LOW | NONE | NONE | UNCHANGED | LOW | LOW | LOW | CWE-326 | cpe:2.3:a:philips:healthsuite_health:*:*:*:*:*:android:*:*
556 | Philips | iSite | CVE-2018-17906 | Medium | ADJACENT_NETWORK | LOW | NONE | NONE | UNCHANGED | HIGH | HIGH | HIGH | CWE-1188 | cpe:2.3:a:philips:intellispace_pacs:*:*:*:*:*:*:*:*
557 | Philips | IntelliSpace PACS | CVE-2018-17906 | Medium | ADJACENT_NETWORK | LOW | NONE | NONE | UNCHANGED | HIGH | HIGH | HIGH | CWE-1188 | cpe:2.3:a:philips:intellispace_pacs:*:*:*:*:*:*:*:*
558 | Roche Diagnostics | Point of Care handheld medical devices | CVE-2018-18561 | High | ADJACENT_NETWORK | LOW | LOW | NONE | UNCHANGED | HIGH | HIGH | HIGH | CWE-732 | cpe:2.3:o:roche:accu-chek_inform_ii_firmware:*:*:*:*:*:*:*:*
559 | Roche Diagnostics | Point of Care handheld medical devices | CVE-2018-18563 | High | ADJACENT_NETWORK | LOW | NONE | NONE | CHANGED | HIGH | HIGH | HIGH | CWE-434 | cpe:2.3:o:roche:accu-chek_inform_ii_firmware:*:*:*:*:*:*:*:*
560 | Roche Diagnostics | Point of Care handheld medical devices | CVE-2018-18562 | High | ADJACENT_NETWORK | LOW | NONE | NONE | UNCHANGED | HIGH | HIGH | HIGH | CWE-521 | cpe:2.3:o:roche:accu-chek_inform_ii_firmware:*:*:*:*:*:*:*:*
561 | Roche Diagnostics | Point of Care handheld medical devices | CVE-2018-18565 | High | ADJACENT_NETWORK | LOW | LOW | NONE | CHANGED | NONE | HIGH | NONE | CWE-434 | cpe:2.3:o:roche:accu-chek_inform_ii_firmware:*:*:*:*:*:*:*:*
562 | Carestream | Carestream Vue RIS | CVE-2018-17891 | Low | NETWORK | HIGH | NONE | NONE | UNCHANGED | LOW | NONE | NONE | CWE-200 | cpe:2.3:a:carestream:carestream_vue_ris:*:*:*:*:*:*:*:*
563 | Change Healthcare | PeerVue Web Server | CVE-2018-10624 | Medium | ADJACENT_NETWORK | LOW | NONE | NONE | UNCHANGED | HIGH | NONE | NONE | CWE-388 | cpe:2.3:a:johnsoncontrols:bcpro:*:*:*:*:*:*:*:*
564 | Becton, Dickinson and Company (BD) | Alaris GS | CVE-2018-14786 | Critical | NETWORK | LOW | NONE | NONE | UNCHANGED | LOW | HIGH | HIGH | CWE-287 | cpe:2.3:o:bd:alaris_gs_firmware:*:*:*:*:*:*:*:*
565 | Becton, Dickinson and Company (BD) | Alaris GH | CVE-2018-14786 | Critical | NETWORK | LOW | NONE | NONE | UNCHANGED | LOW | HIGH | HIGH | CWE-287 | cpe:2.3:o:bd:alaris_gs_firmware:*:*:*:*:*:*:*:*
566 | Becton, Dickinson and Company (BD) | Alaris CC | CVE-2018-14786 | Critical | NETWORK | LOW | NONE | NONE | UNCHANGED | LOW | HIGH | HIGH | CWE-287 | cpe:2.3:o:bd:alaris_gs_firmware:*:*:*:*:*:*:*:*
567 | Becton, Dickinson and Company (BD) | Alaris TIVA | CVE-2018-14786 | Critical | NETWORK | LOW | NONE | NONE | UNCHANGED | LOW | HIGH | HIGH | CWE-287 | cpe:2.3:o:bd:alaris_gs_firmware:*:*:*:*:*:*:*:*
568 | Philips | Philips’ IntelliSpace Cardiovascular (ISCV) products | CVE-2018-14787 | High | LOCAL | LOW | LOW | NONE | UNCHANGED | HIGH | HIGH | HIGH | CWE-269 | cpe:2.3:a:philips:intellispace_cardiovascular:*:*:*:*:*:*:*:*
569 | Philips | Philips’ IntelliSpace Cardiovascular (ISCV) products | CVE-2018-14789 | High | LOCAL | LOW | HIGH | NONE | UNCHANGED | HIGH | HIGH | HIGH | CWE-428 | cpe:2.3:a:philips:intellispace_cardiovascular:*:*:*:*:*:*:*:*
570 | Medtronic | MyCareLink Patient Monitor | CVE-2018-10622 | Medium | PHYSICAL | HIGH | NONE | NONE | CHANGED | HIGH | HIGH | HIGH | CWE-522 | cpe:2.3:o:medtronic:mycarelink_24952_patient_monitor_firmware:-:*:*:*:*:*:*:*
571 | Medtronic | MyCareLink Patient Monitor | CVE-2018-10626 | Medium | ADJACENT_NETWORK | HIGH | LOW | NONE | CHANGED | LOW | LOW | NONE | CWE-345 | cpe:2.3:o:medtronic:mycarelink_24952_patient_monitor_firmware:-:*:*:*:*:*:*:*
572 | Medtronic | MyCareLink Patient Monitor | CVE-2018-8870 | Medium | PHYSICAL | LOW | NONE | NONE | UNCHANGED | HIGH | HIGH | HIGH | CWE-798 | cpe:2.3:o:medtronic:24950_mycarelink_monitor_firmware:-:*:*:*:*:*:*:*
573 | Natus Medical | Natus Xltek NeuroWorks software | CVE-2017-2861 | Critical | NETWORK | LOW | NONE | NONE | UNCHANGED | NONE | NONE | HIGH | CWE-125 | cpe:2.3:a:natus:xltek_neuroworks:8:*:*:*:*:*:*:*
574 | Natus Medical | Natus Xltek NeuroWorks software | CVE-2017-2852 | Critical | NETWORK | LOW | NONE | NONE | UNCHANGED | NONE | NONE | HIGH | CWE-125 | cpe:2.3:a:natus:xltek_neuroworks:8:*:*:*:*:*:*:*
575 | Natus Medical | Natus Xltek NeuroWorks software | CVE-2017-2868 | Critical | NETWORK | LOW | NONE | NONE | UNCHANGED | HIGH | HIGH | HIGH | CWE-787 | cpe:2.3:a:natus:xltek_neuroworks:8:*:*:*:*:*:*:*
576 | Natus Medical | Natus Xltek NeuroWorks software | CVE-2017-2858 | Critical | NETWORK | LOW | NONE | NONE | UNCHANGED | NONE | NONE | HIGH | CWE-125 | cpe:2.3:a:natus:xltek_neuroworks:8:*:*:*:*:*:*:*
577 | Natus Medical | Natus Xltek NeuroWorks software | CVE-2017-2860 | Critical | NETWORK | LOW | NONE | NONE | UNCHANGED | NONE | NONE | HIGH | CWE-125 | cpe:2.3:a:natus:xltek_neuroworks:8:*:*:*:*:*:*:*
578 | Natus Medical | Natus Xltek NeuroWorks software | CVE-2017-2867 | Critical | NETWORK | LOW | NONE | NONE | UNCHANGED | HIGH | HIGH | HIGH | CWE-787 | cpe:2.3:a:natus:xltek_neuroworks:8:*:*:*:*:*:*:*
579 | Natus Medical | Natus Xltek NeuroWorks software | CVE-2017-2869 | Critical | NETWORK | LOW | NONE | NONE | UNCHANGED | HIGH | HIGH | HIGH | CWE-787 | cpe:2.3:a:natus:xltek_neuroworks:8:*:*:*:*:*:*:*
580 | Natus Medical | Natus Xltek NeuroWorks software | CVE-2017-2853 | Critical | NETWORK | LOW | NONE | NONE | UNCHANGED | HIGH | HIGH | HIGH | CWE-787 | cpe:2.3:a:natus:xltek_neuroworks:8:*:*:*:*:*:*:*
581 | Philips | IntelliVue Patient Monitors | CVE-2018-10597 | High | ADJACENT_NETWORK | HIGH | NONE | NONE | CHANGED | HIGH | HIGH | HIGH | CWE-787 | cpe:2.3:o:philips:intellivue_mp2_firmware:-:*:*:*:*:*:*:*
582 | Philips | IntelliVue Patient Monitors | CVE-2018-10599 | High | ADJACENT_NETWORK | HIGH | NONE | NONE | UNCHANGED | HIGH | NONE | NONE | CWE-200 | cpe:2.3:o:philips:intellivue_mp2_firmware:-:*:*:*:*:*:*:*
583 | Philips | IntelliVue Patient Monitors | CVE-2018-10601 | High | ADJACENT_NETWORK | HIGH | NONE | NONE | CHANGED | HIGH | LOW | HIGH | CWE-787 | cpe:2.3:o:philips:intellivue_mp2_firmware:-:*:*:*:*:*:*:*
584 | Philips | Avalon Fetal/Maternal Monitors | CVE-2018-10597 | High | ADJACENT_NETWORK | HIGH | NONE | NONE | CHANGED | HIGH | HIGH | HIGH | CWE-787 | cpe:2.3:o:philips:intellivue_mp2_firmware:-:*:*:*:*:*:*:*
585 | Philips | Avalon Fetal/Maternal Monitors | CVE-2018-10599 | High | ADJACENT_NETWORK | HIGH | NONE | NONE | UNCHANGED | HIGH | NONE | NONE | CWE-200 | cpe:2.3:o:philips:intellivue_mp2_firmware:-:*:*:*:*:*:*:*
586 | Philips | Avalon Fetal/Maternal Monitors | CVE-2018-10601 | High | ADJACENT_NETWORK | HIGH | NONE | NONE | CHANGED | HIGH | LOW | HIGH | CWE-787 | cpe:2.3:o:philips:intellivue_mp2_firmware:-:*:*:*:*:*:*:*
587 | BeaconMedaes | TotalAlert Scroll Medical Air Systems web application | CVE-2018-7526 | High | NETWORK | LOW | NONE | NONE | UNCHANGED | HIGH | NONE | NONE | CWE-425 | cpe:2.3:o:beaconmedaes:scroll_medical_air_systems_firmware:*:*:*:*:*:*:*:*
588 | BeaconMedaes | TotalAlert Scroll Medical Air Systems web application | CVE-2018-7510 | High | NETWORK | LOW | NONE | NONE | UNCHANGED | HIGH | HIGH | HIGH | CWE-522 | cpe:2.3:o:beaconmedaes:scroll_medical_air_systems_firmware:*:*:*:*:*:*:*:*
589 | BeaconMedaes | TotalAlert Scroll Medical Air Systems web application | CVE-2018-7518 | High | NETWORK | LOW | NONE | NONE | UNCHANGED | HIGH | HIGH | HIGH | CWE-522 | cpe:2.3:o:beaconmedaes:scroll_medical_air_systems_firmware:*:*:*:*:*:*:*:*
590 | Becton, Dickinson and Company (BD) | BD Kiestra | CVE-2018-10595 | Medium | ADJACENT_NETWORK | HIGH | HIGH | REQUIRED | UNCHANGED | HIGH | HIGH | HIGH | CWE-89 | cpe:2.3:a:bd:database_manager:3.0.1.0:*:*:*:*:*:*:*
591 | Becton, Dickinson and Company (BD) | BD Kiestra | CVE-2018-10593 | Medium | ADJACENT_NETWORK | HIGH | HIGH | REQUIRED | UNCHANGED | NONE | HIGH | HIGH | CWE-89 | cpe:2.3:a:bd:database_manager:3.0.1.0:*:*:*:*:*:*:*
592 | Becton, Dickinson and Company (BD) | InoqulA systems | CVE-2018-10595 | Medium | ADJACENT_NETWORK | HIGH | HIGH | REQUIRED | UNCHANGED | HIGH | HIGH | HIGH | CWE-89 | cpe:2.3:a:bd:database_manager:3.0.1.0:*:*:*:*:*:*:*
593 | Becton, Dickinson and Company (BD) | InoqulA systems | CVE-2018-10593 | Medium | ADJACENT_NETWORK | HIGH | HIGH | REQUIRED | UNCHANGED | NONE | HIGH | HIGH | CWE-89 | cpe:2.3:a:bd:database_manager:3.0.1.0:*:*:*:*:*:*:*
594 | Silex Technology | SX-500 | CVE-2018-6020 | High | NETWORK | LOW | NONE | NONE | UNCHANGED | NONE | LOW | LOW | CWE-287 | cpe:2.3:o:silextechnology:sd-320an_firmware:*:*:*:*:*:*:*:*
595 | Silex Technology | SX-500 | CVE-2018-6021 | High | NETWORK | LOW | LOW | NONE | CHANGED | LOW | LOW | LOW | CWE-78 | cpe:2.3:o:silextechnology:sd-320an_firmware:*:*:*:*:*:*:*:*
596 | Silex Technology | SD-320AN | CVE-2018-6020 | High | NETWORK | LOW | NONE | NONE | UNCHANGED | NONE | LOW | LOW | CWE-287 | cpe:2.3:o:silextechnology:sd-320an_firmware:*:*:*:*:*:*:*:*
597 | Silex Technology | SD-320AN | CVE-2018-6021 | High | NETWORK | LOW | LOW | NONE | CHANGED | LOW | LOW | LOW | CWE-78 | cpe:2.3:o:silextechnology:sd-320an_firmware:*:*:*:*:*:*:*:*
598 | GE Healthcare | MobileLink | CVE-2018-6020 | High | NETWORK | LOW | NONE | NONE | UNCHANGED | NONE | LOW | LOW | CWE-287 | cpe:2.3:o:silextechnology:sd-320an_firmware:*:*:*:*:*:*:*:*
599 | GE Healthcare | MobileLink | CVE-2018-6021 | High | NETWORK | LOW | LOW | NONE | CHANGED | LOW | LOW | LOW | CWE-78 | cpe:2.3:o:silextechnology:sd-320an_firmware:*:*:*:*:*:*:*:*
600 | Becton, Dickinson and Company (BD) | Certain BD Pyxis Products | CVE-2017-13078 | Medium | ADJACENT_NETWORK | HIGH | NONE | NONE | UNCHANGED | NONE | HIGH | NONE | CWE-330 | cpe:2.3:o:canonical:ubuntu_linux:14.04:*:*:*:lts:*:*:*
601 | Becton, Dickinson and Company (BD) | Certain BD Pyxis Products | CVE-2017-13081 | Medium | ADJACENT_NETWORK | HIGH | NONE | NONE | UNCHANGED | NONE | HIGH | NONE | CWE-330 | cpe:2.3:o:canonical:ubuntu_linux:14.04:*:*:*:lts:*:*:*
602 | Becton, Dickinson and Company (BD) | Certain BD Pyxis Products | CVE-2017-13079 | Medium | ADJACENT_NETWORK | HIGH | NONE | NONE | UNCHANGED | NONE | HIGH | NONE | CWE-330 | cpe:2.3:o:canonical:ubuntu_linux:14.04:*:*:*:lts:*:*:*
603 | Becton, Dickinson and Company (BD) | Certain BD Pyxis Products | CVE-2017-13087 | Medium | ADJACENT_NETWORK | HIGH | NONE | NONE | UNCHANGED | NONE | HIGH | NONE | CWE-330 | cpe:2.3:o:canonical:ubuntu_linux:14.04:*:*:*:lts:*:*:*
604 | Becton, Dickinson and Company (BD) | Certain BD Pyxis Products | CVE-2017-13086 | Medium | ADJACENT_NETWORK | HIGH | NONE | NONE | UNCHANGED | HIGH | HIGH | NONE | CWE-330 | cpe:2.3:o:canonical:ubuntu_linux:14.04:*:*:*:lts:*:*:*
605 | Becton, Dickinson and Company (BD) | Certain BD Pyxis Products | CVE-2017-13080 | Medium | ADJACENT_NETWORK | HIGH | NONE | NONE | UNCHANGED | NONE | HIGH | NONE | CWE-330 | cpe:2.3:o:canonical:ubuntu_linux:14.04:*:*:*:lts:*:*:*
606 | Becton, Dickinson and Company (BD) | Certain BD Pyxis Products | CVE-2017-13088 | Medium | ADJACENT_NETWORK | HIGH | NONE | NONE | UNCHANGED | NONE | HIGH | NONE | CWE-330 | cpe:2.3:o:canonical:ubuntu_linux:14.04:*:*:*:lts:*:*:*
607 | Becton, Dickinson and Company (BD) | Certain BD Pyxis Products | CVE-2017-13082 | Medium | ADJACENT_NETWORK | LOW | NONE | NONE | UNCHANGED | HIGH | HIGH | NONE | CWE-330 | cpe:2.3:o:canonical:ubuntu_linux:14.04:*:*:*:lts:*:*:*
608 | Becton, Dickinson and Company (BD) | Certain BD Pyxis Products | CVE-2017-13077 | Medium | ADJACENT_NETWORK | HIGH | NONE | NONE | UNCHANGED | HIGH | HIGH | NONE | CWE-330 | cpe:2.3:o:canonical:ubuntu_linux:14.04:*:*:*:lts:*:*:*
609 | Abbott Laboratories | Implantable Cardioverter Defibrillator | CVE-2017-12712 | High | ADJACENT_NETWORK | LOW | NONE | NONE | UNCHANGED | HIGH | HIGH | HIGH | CWE-287 | cpe:2.3:o:abbott:accent_firmware:*:*:*:*:*:*:*:*
610 | Abbott Laboratories | Implantable Cardioverter Defibrillator | CVE-2017-12714 | High | ADJACENT_NETWORK | LOW | NONE | NONE | UNCHANGED | NONE | NONE | HIGH | CWE-920 | cpe:2.3:o:abbott:accent_firmware:*:*:*:*:*:*:*:*
611 | Abbott Laboratories | Cardiac Synchronization Therapy Defibrillator | CVE-2017-12712 | High | ADJACENT_NETWORK | LOW | NONE | NONE | UNCHANGED | HIGH | HIGH | HIGH | CWE-287 | cpe:2.3:o:abbott:accent_firmware:*:*:*:*:*:*:*:*
612 | Abbott Laboratories | Cardiac Synchronization Therapy Defibrillator | CVE-2017-12714 | High | ADJACENT_NETWORK | LOW | NONE | NONE | UNCHANGED | NONE | NONE | HIGH | CWE-920 | cpe:2.3:o:abbott:accent_firmware:*:*:*:*:*:*:*:*
613 | Philips | Philips Alice 6 System product | CVE-2018-7498 | Medium | NETWORK | LOW | NONE | NONE | UNCHANGED | HIGH | HIGH | HIGH | CWE-311 | cpe:2.3:o:philips:alice_6_firmware:*:*:*:*:*:*:*:*
614 | Philips | Philips Alice 6 System product | CVE-2018-5451 | Medium | NETWORK | LOW | NONE | NONE | UNCHANGED | HIGH | HIGH | HIGH | CWE-287 | cpe:2.3:o:philips:alice_6_firmware:*:*:*:*:*:*:*:*